## US Price Book 2025
Price Book Effective January 1, 2025
|  | Part Number | Description | Qty | Carton Dimensions (Inches) | Ship Weight (Pounds) | List Price
Vertical Air Handlers A2L Compliant, TXV must be ordered separately
2430
|  | V2430B-1EC2BH01 | Vertical Air Handler, SCB Variable Speed, 120/208/230V, 3 Row Coil, (AC/HP) with HWC, A2L Compliant | 1 | 27x22x44 | 169 | 6962
|  | V2430B-1EC2BHC1 | Vertical Air Handler, SCB Variable Speed, 120/208/230V, 3 Row Coil, (AC/HP) with HWC, E-Coated, A2L Compliant | 1 | 27x22x44 | 169 | 7170
|  | V2430B-1EC2BX01 | Vertical Air Handler, SCB Variable Speed, 120/208/230V, 3 Row Coil, (AC/HP) NO HWC, A2L Compliant | 1 | 27x22x44 | 177 | 6429
|  | V2430B-1EC2BXC1 | Vertical Air Handler, SCB Variable Speed, 120/208/230V, 3 Row Coil, (AC/HP) NO HWC, E-Coated, A2L Compliant | 1 | 27x22x44 | 177 | 6638
|  | V2430B-1EC2CH | Vertical Air Handler, SCB Variable Speed, 120/208/230V, Chilled Water, with HWC | 1 | 27x22x44 | 202 | 6941
|  | V2430B-1EC2CX | Vertical Air Handler, SCB Variable Speed, 120/208/230V, Chilled Water, NO HWC | 1 | 27x22x44 | 202 | 6421
|  | V2430B-1EC2EH01 | Vertical Air Handler, SCB Variable Speed, 120/208/230V, 4 Row Coil, (AC/HP) with HWC, A2L Compliant | 1 | 27x22x44 | 210 | 7260
|  | V2430B-1EC2EHC1 | Vertical Air Handler, SCB Variable Speed, 120/208/230V, 4 Row Coil, (AC/HP) with HWC, E-Coated, A2L Compliant | 1 | 27x22x44 | 210 | 7480
|  | V2430B-1EC2EX01 | Vertical Air Handler, SCB Variable Speed, 120/208/230V, 4 Row Coil, (AC/HP) NO HWC, A2L Compliant | 1 | 27x22x44 | 177 | 6727
|  | V2430B-1EC2EXC1 | Vertical Air Handler, SCB Variable Speed, 120/208/230V, 4 Row Coil, (AC/HP) NO HWC, E-Coated, A2L Compliant | 1 | 27x22x44 | 202 | 6946
|  | HW-V2430 | Hot Water Coil for V2430 | 1 | 29x8x19 | 33 | 1066
|  | TXV-2T-454 | TX Valve Kit, Chatleff, 2 ton, R454b, (compatible with 1218 and 2430 units) | 1 | 5x5x5 | 5 | 184
|  | TXV-2T-32 | TX Valve Kit, Chatleff, 2 ton, R32, (compatible with 1218 and 2430 units) | 1 | 5x5x5 | 5 | 184
Replacement Filter
|  | A00558-005 | Filter, Pleated, 18 x 18 x 1, MERV 7 fits V2430 | 1 | 29x19x8 | 2 | 27
|  | A02654-005 | Filter, Pleated, 18 x 18 x 1, MERV 13 | 1 | 19x18x15.5 | 2 | 25
3036
|  | V3036B-1EC2BH01 | Vertical Air Handler, SCB Variable Speed, 120/208/230V,3 Row Coil, (AC/HP) with HWC, A2L Compliant | 1 | 27x25x44 | 191 | 7619
|  | V3036B-1EC2BHC1 | Vertical Air Handler, SCB Variable Speed, 120/208/230V,3 Row Coil, (AC/HP) with HWC, E-Coated, A2L Compliant | 1 | 27x25x44 | 191 | 7952
|  | V3036B-1EC2BX01 | Vertical Air Handler, SCB Variable Speed, 120/208/230V, 3 Row Coil, (AC/HP) NO HWC, A2L Compliant | 1 | 27x25x44 | 200 | 6528
|  | V3036B-1EC2BXC1 | Vertical Air Handler, SCB Variable Speed, 120/208/230V, 3 Row Coil, (AC/HP) NO HWC, E-Coated, A2L Compliant | 1 | 27x25x44 | 200 | 6733
|  | V3036B-1EC2CH | Vertical Air Handler, SCB Variable Speed, 120/208/230V, Chilled Water, with HWC, A2L Compliant | 1 | 27x25x44 | 239 | 8097
|  | V3036B-1EC2CX | Vertical Air Handler, SCB Variable Speed, 120/208/230V, Chilled Water, NO HWC, A2L Compliant | 1 | 27x25x44 | 239 | 7695
|  | V3036B-1EC2EH01 | Vertical Air Handler, SCB Variable Speed, 120/208/230V, 4 Row Coil, (AC/HP) with HWC, A2L Compliant | 1 | 27x25x44 | 248 | 7680
|  | V3036B-1EC2EHC1 | Vertical Air Handler, SCB Variable Speed, 120/208/230V, 4 Row Coil, (AC/HP) with HWC, E-Coated, A2L Compliant | 1 | 27x25x44 | 248 | 8006
|  | V3036B-1EC2EX01 | Vertical Air Handler, SCB Variable Speed, 120/208/230V, 4 Row Coil, (AC/HP) NO HWC, A2L Compliant | 1 | 27x25x44 | 191 | 6832
|  | V3036B-1EC2EXC1 | Vertical Air Handler, SCB Variable Speed, 120/208/230V, 4 Row Coil, (AC/HP) NO HWC, E-Coated, A2L Compliant | 1 | 27x25x44 | 191 | 7072
|  | HW-V3036 | Hot Water Coil for V3036 | 1 | 29x8x19 | 48 | 1201
|  | TXV-3T-454 | TX Valve Kit, Chatleff, 3 ton, R454b, (compatible with 3036 and 3642 units) | 1 | 5x5x5 | 5 | 184
|  | TXV-3T-32 | TX Valve Kit, Chatleff, 3 ton, R32, (compatible with 3036 and 3642 units) | 1 | 5x5x5 | 5 | 184
Replacement Filter
|  | A00558-008 | Filter, Pleated, 18 x 22 x 1, MERV 7 fits V3036 | 1 | 26x23x5 | 6 | 29
|  | A02654-008 | Filter, Pleated, 18 x 22 x 1, MERV 13 | 1 | 27.6x18x15.5 | 2 | 27
3642
|  | V3642B-1EC2BH01 | Vertical Air Handler, SCB Variable Speed, 120/208/230V, 3 Row Coil, (AC/HP) with HWC, A2L Compliant | 1 | 31x26x46 | 215 | 8171
|  | V3642B-1EC2BHC1 | Vertical Air Handler, SCB Variable Speed, 120/208/230V, 3 Row Coil, (AC/HP) with HWC, E-Coated, A2L Compliant | 1 | 31x26x46 | 215 | 8483
|  | V3642B-1EC2BX01 | Vertical Air Handler, SCB Variable Speed, 120/208/230V, 3 Row Coil, (AC/HP) NO HWC, A2L Compliant | 1 | 31x26x46 | 227 | 7367
|  | V3642B-1EC2BXC1 | Vertical Air Handler, SCB Variable Speed, 120/208/230V, 3 Row Coil, (AC/HP) NO HWC, E-Coated, A2L Compliant | 1 | 31x26x46 | 227 | 7630
|  | V3642B-1EC2CH | Vertical Air Handler, SCB, Variable Speed, 120/208/230V, Chilled Water, with HWC, A2L Compliant | 1 | 31x26x46 | 263 | 8358
|  | V3642B-1EC2CX | Vertical Air Handler, SCB Variable Speed, 120/208/230V, Chilled Water, NO HWC, A2L Compliant | 1 | 31x26x46 | 263 | 7628
|  | V3642B-1EC2EH01 | Vertical Air Handler, SCB Variable Speed, 120/208/230V, 4 Row Coil, (AC/HP) with HWC, A2L Compliant | 1 | 31x26x46 | 275 | 8372
|  | V3642B-1EC2EHC1 | Vertical Air Handler, SCB Variable Speed, 120/208/230V, 4 Row Coil, (AC/HP) with HWC, E-Coated, A2L Compliant | 1 | 31x26x46 | 275 | 8715
|  | V3642B-1EC2EX01 | Vertical Air Handler, SCB Variable Speed, 120/208/230V, 4 Row Coil, (AC/HP) NO , A2L Compliant | 1 | 31x26x46 | 227 | 7567
|  | V3642B-1EC2EXC1 | Vertical Air Handler, SCB Variable Speed, 120/208/230V, 4 Row Coil, (AC/HP) NO HWC, E-Coated, A2L Compliant | 1 | 31x26x46 | 227 | 7911
|  | HW-V3642 | Hot Water Coil for V3642 | 1 | 31x8x22 | 48 | 1413
|  | TXV-3T-454 | TX Valve Kit, Chatleff, 3 ton, R454b, (compatible with 3036 and 3642 units) | 1 | 5x5x5 | 5 | 184
|  | TXV-3T-32 | TX Valve Kit, Chatleff, 3 ton, R32, (compatible with 3036 and 3642 units) | 1 | 5x5x5 | 5 | 184
Replacement Filter
|  | A00558-009 | Filter, Pleated, 21 x 22 x 1, MERV 7 fits V3642 | 1 | 26x23x5 | 6 | 32
|  | A02654-009 | Filter, Pleated, 21 x 22 x 1, MERV 13 | 1 | 30.1x21x11.6 | 2 | 38
*For capacity and usage questions call 1-800-527-0896 or email service@unicosystem.com
Air Handlers *please read descriptions carefully as some parts have been updated
1-1.5 Ton Modular Unit
Blower Module
|  | M1218BL2-ST2 | Module, Blower, Standard Control, Single Speed, 208/230V only | 1 | 24x22x14 | 60 | 1521
|  | M1218BL2-EC2 | Module, Blower, SCB Variable Speed ECM, 120/208/230V (Wifi Board) | 1 | 24x22x14 | 60 | 2533
Refrigerant Module A2L Compliant, TXV must be ordered separately
|  | M1218CL2-E0C1 | Module, Refrigerant Coil (6 Row)*(AC/HP), E-Coated (Chatleff connections), A2L Compliant, TXV sold separately | 1 | 24x22x14 | 60 | 2231
|  | M1218CL2-E001 | Module, Refrigerant Coil (6 Row)*(AC/HP)(Chatleff connections), A2L Compliant, TXV sold separately | 1 | 24x22x14 | 60 | 2110
|  | TXV-2T-454 | TX Valve Kit, Chatleff, 2 ton, R454b, (compatible with 1218 and 2430 units) | 1 | 5x5x5 | 5 | 184
|  | TXV-2T-32 | TX Valve Kit, Chatleff, 2 ton, R32, (compatible with 1218 and 2430 units) | 1 | 5x5x5 | 5 | 184
Replacement Refrigerant Module for indoor coil replacement only (R410A), unit includes TXV
|  | M1218CL2-E-R | Module, Refrigerant Coil (6 Row)*(AC/HP)(Chatleff connections) for indoor coil replacement only | 1 | 24x22x14 | 60 | 1782
|  | M1218CL2-E0C-R | Module, Refrigerant Coil (6 Row)*(AC/HP), E-Coated(Chatleff connections) for indoor coil replacement only | 1 | 24x22x14 | 60 | 1891
|  | TXV-2T-410 | TX Valve Kit, Chatleff, 2 ton, R410a, for indoor coil replacement only (compatible with 1218 and 2430 units) | 1 | 5x5x5 | 2 | 184
Hydronic Module
|  | M1218CL1-C | Module, Chilled Water Coil | 1 | 24x22x14 | 60 | 1238
|  | M1218CL1-X | Module, Heating (without Hot Water Coil) | 1 | 24x22x14 | 60 | 463
|  | M1218CL1-H | Module, Heating (with Hot Water Coil) | 1 | 24x22x14 | 60 | 901
Return Air Components
|  | UPC-01-1218 | Return Air Box with Grille and Filter, 14" x 20" | 1 | 23x9x17 | 8 | 284
|  | UPC-04-1218 | Return Air Duct , 12" D x 10 ft. | 1 | 26x18x18 | 9 | 374
|  | UPC-04R6-1218 | Return Air Duct, R-6.0 12" D x 10 ft | 1 | 27x18x18 | 12 | 529
|  | UPC-04R8-1218 | Return Air Duct, R-8.0 12" D x 10 ft | 1 | 28x18x18 | 15 | 507
|  | UPC-104-1218 | Return Air Adaptor, for 12" duct | 1 | 19x5x13 | 30 | 259
|  | UPC-105-1218 | Return Air Adaptor, for 12" duct with filter rack and filter | 1 | 19x5x14 | 30 | 550
Drain Pan
|  | UPC-94 | Secondary Drain Pan for 1218 | 1 | 42x24x2 | 12 | 502
Accessories
|  | UPC-62-1218 | Adapter, Supply, Square, 8.5" ID | 1 | 10x10x2.5 | 3 | 75
|  | UPC-61-1218 | Adapter, Supply, Round, 7" | 1 | 16.75x11x9 | 3 | 101
|  | UPC-98 | Mounting Rails for 1218 | 1 | 36x25x21 | 5 | 151
|  | HW-1218 | Hot Water Coil Only | 1 | 25x11x7 | 12 | 533
UV Module and Accessories
|  | UVC1-09 | UV Light Module Assembly, Cabinet Only | 1 | 15.25x15.25x14 | 7 | 585
|  | UVL1-09 | UV Light Module Assembly | 1 | 28.25x15x13.25 | 11 | 1431
|  | A02647-G01 | UV Light | 1 | 11.5x11.5x5.5 | 4 | 846
|  | A02649-G01 | UV Replacement Bulb | 1 | 10x10x10 | 2 | 130
| Replacement Filter | [5 empty] | 0
|  | A00558-010 | Filter, Pleated, 14 x 20 x 1, MERV 7 fits UPC-01-1218 | 1 | 21x15x9 | 4 | 15
|  | A02654-010 | Filter, Pleated, 14 x 20 x 1, MERV 13 | 1 | 20.7x14.6x8.6 | 2 | 16
|  | A00558-013 | Filter, Pleated, 16 x 12 x 1, MERV 7 fits UPC-105-1218 | 1 | 23x9x17 | 2 | 15
|  | A02654-013 | Filter, Pleated, 16 x 12 x 1, MERV 13 | 1 | 17.75x12.25x5.25 | 2 | 16
*For capacity and usage questions call 1-800-527-0896 or email service@unicosystem.com
Air Handlers *please read descriptions carefully as some parts have been updated
2 - 2.5 Ton Modular Unit
Blower Module
|  | M2430BL2-EC2 | Module, Blower, SCB Variable Speed ECM, 120/208/230V (Wifi Board) | 1 | 29x16x20 | 62 | 2534
|  | M2430BR2-EC2 | Module, Blower, SCB Variable Speed ECM, 120/208/230V Right hand (Wifi Board) | 1 | 29x16x20 | 62 | 2707
|  | M2430BL2-ST2 | Module, Blower, Standard Control, Single Speed, 208/230V only | 1 | 29x16x20 | 62 | 1579
Refrigerant Module A2L Compliant, TXV must be ordered separately
|  | M2430CL1-E001 | Module, Refrigerant Coil (6 Row)*(AC/HP), A2L Compliant, TXV sold separately | 1 | 29x16x20 | 60 | 2545
|  | M2430CL1-E0C1 | Module, Refrigerant Coil (6 Row)*(AC/HP), E-Coated, A2L Compliant, TXV sold separately | 1 | 29x16x20 | 60 | 2801
|  | M2430CR1-E001 | Module, Refrigerant Coil, (6 Row) (AC/HP) Right hand, A2L Compliant, TXV sold separately | 1 | 29x16x20 | 60 | 2581
|  | M2430CR1-E0C1 | Module, Refrigerant Coil (6 Row)*(AC/HP), Right hand, E-Coated, A2L Compliant, TXV sold separately | 1 | 29x16x20 | 60 | 2996
|  | M2430CL1-BA001 | Module, Refrigerant Coil (4 Row)*(AC/HP), Aluminum, A2L Compliant, TXV sold separately | 1 | 29x16x20 | 60 | 2276
|  | TXV-2T-454 | TX Valve Kit, Chatleff, 2 ton, R454b, (compatible with 1218 and 2430 units) | 1 | 5x5x5 | 5 | 184
|  | TXV-2T-32 | TX Valve Kit, Chatleff, 2 ton, R32, (compatible with 1218 and 2430 units) | 1 | 5x5x5 | 5 | 184
Replacement Refrigerant Module for indoor coil replacement only (R410A), unit includes TXV
|  | M2430CL1-BA-R | Module, Refrigerant Coil (4 Row)*(AC/HP), Aluminum, for indoor coil replacement only | 1 | 29x16x20 | 60 | 2248
|  | M2430CL1-E-R | Module, Refrigerant Coil (6 Row)*(AC/HP) for indoor coil replacement only | 1 | 29x16x20 | 60 | 2211
|  | M2430CL1-E0C-R | Module, Refrigerant Coil (6 Row)*(AC/HP), E-Coated for indoor coil replacement only | 1 | 29x16x20 | 60 | 2477
|  | M2430CR1-E-R | Module, Refrigerant Coil, (6 Row) (AC/HP) Right hand for indoor coil replacement only | 1 | 29x16x20 | 60 | 2195
|  | TXV-2T-410 | TX Valve Kit, Chatleff, 2 ton, R410a, for indoor coil replacement only (compatible with 1218 and 2430 units) | 1 | 5x5x5 | 2 | 184
Hydronic Module
|  | M2430CL1-C | Module, Chilled Water Coil | 1 | 29x16x20 | 60 | 2152
|  | M2430CL1-X | Module, Heating (without Hot Water Coil) | 1 | 32x16x19 | 20 | 404
|  | M2430CL1-H | Module, Heating (with Hot Water Coil) | 1 | 32x16x19 | 53 | 1329
|  | HW-2430 | Coil, Hot Water (fits M2430CL1-X, M2430V2) | 1 | 33x8x17 | 33 | 975
Vertical Plenum Module
|  | M2430V2 | Module, Vertical Plenum (includes Spacer & Filter) | 1 | 29x27x20 | 33 | 1691
Horizontal Return Air Module
|  | M2430R1 | Module, Horizontal Multiple Return Air (Includes Filter) | 1 | 29x16x20 | 33 | 418
Return Air Components
|  | UPC-01-2430 | Return Air Box with Grille and Filter, 14" x 25" | 1 | 23x8x17 | 8 | 308
|  | UPC-04-2430 | Return Air Duct , R-4.2, 14" D x 10 ft. | 1 | 18x18x26 | 9 | 367
|  | UPC-04R6-2430 | Return Air Duct , R-6.0, 14" D x 10 ft. | 1 | 19x18x26 | 12 | 538
|  | UPC-04R8-2430 | Return Air Duct , R-8.0, 14" D x 10 ft. | 1 | 20x18x26 | 15 | 540
|  | UPC-59-2430 | Return Air Adapter (fits to M2430CL1-A,B, C or E coil modules),14" duct | 1 | 23x15x13 | 6 | 218
|  | UPC-104-2430 | Return Air Adapter (fits to M2430CL1-X or H, M2430V2), 14" duct | 1 | 26x22x5 | 6 | 308
Drain Pan
|  | UPC-20B | Secondary Drain Pan (2 Module 2430) | 1 | 29x32x2 | 11 | 480
|  | UPC-20C | Secondary Drain Pan (3 Module 2430) | 1 | 29x44x2 | 14 | 430
Accessories
|  | UPC-63A | Vertical Installation Kit with 6" spacer module (2430) | 1 | 29x19x8 | 11 | 282
|  | UPC-62-2430 | Adapter, Supply, Square, 8.5" ID | 1 | 10x10x2.5 | 2 | 104
|  | UPC-61-2430 | Adapter, Supply, Round, 7" | 1 | 16.75x11x9 | 3 | 87
UV Module and Accessories
|  | UVC1-09 | UV Light Module Assembly, Cabinet Only | 1 | 15.25x15.25x14 | 7 | 585
|  | UVL1-09 | UV Light Module Assembly | 1 | 28.25x15x13.25 | 11 | 1431
|  | A02647-G01 | UV Light | 1 | 11.5x11.5x5.5 | 4 | 846
|  | A02649-G01 | UV Replacement Bulb | 1 | 10x10x10 | 2 | 130
Replacement Filters
|  | A00558-001 | Filter, Pleated, 14 x 25 x 1, MERV 7 fits UPC-01-2430, M2430R1 | 1 | 28x17x8 | 4 | 24
|  | A02654-001 | Filter, Pleated, 14 x 25 x 1, MERV 13 | 1 | 27.88x14.25x12.88 | 2 | 23
|  | A00558-004 | Filter, Pleated, 18 x 25 x 1, MERV 7 fits M2430V2 | 1 | 33x29x9 | 2 | 25
|  | A02654-004 | Filter, Pleated, 18 x 25 x 1, MERV 13 | 1 | 27.63x18x15.5 | 2 | 24
*For capacity and usage questions call 1-800-527-0896 or email service@unicosystem.com
Air Handlers *please read descriptions carefully as some parts have been updated
2.5 - 3 Ton Modular Unit
Blower Module
|  | M3036BL2-EC2 | Module, Blower, SCB Variable Speed ECM, 120/208/230V (Wifi Board) | 1 | 34x16x20 | 73 | 2843
|  | M3036BR2-EC2 | Module, Blower, SCB Variable Speed ECM, 120/208/230V Right hand (Wifi Board) | 1 | 34x16x20 | 73 | 2848
|  | M3036BL2-ST2 | Module, Blower, Standard Control, Single Speed, 208/230V only | 1 | 34x16x20 | 73 | 1637
Refrigerant Module A2L Compliant, TXV must be ordered separately
|  | M3036CL1-E001 | Module, Refrigerant Coil (6 Row)*(AC/HP), A2L Compliant, TXV sold separately | 1 | 34x16x20 | 78 | 2888
|  | M3036CL1-E0C1 | Module, Refrigerant Coil (6 Row)*(AC/HP), E-Coated, A2L Compliant, TXV sold separately | 1 | 34x16x20 | 78 | 3219
|  | M3036CR1-E001 | Module, Refrigerant Coil, (6 Row) (AC/HP) Right hand, A2L Compliant, TXV sold separately | 1 | 34x16x20 | 78 | 3028
|  | M3036CR1-E0C1 | Module, Refrigerant Coil, (6 Row) (AC/HP) Right hand, E-Coated, A2L Compliant, TXV sold separately | 1 | 34x16x20 | 78 | 3348
|  | M3036CL1-BA001 | Module, Refrigerant Coil (4 Row)*(AC/HP), Aluminum, A2L Compliant, TXV sold separately | 1 | 34x16x20 | 78 | 2662
|  | TXV-3T-454 | TX Valve Kit, Chatleff, 3 ton, R454b, (compatible with 3036 and 3642 units) | 1 | 5x5x5 | 5 | 184
|  | TXV-3T-32 | TX Valve Kit, Chatleff, 3 ton, R32, (compatible with 3036 and 3642 units) | 1 | 5x5x5 | 5 | 184
Replacement Refrigerant Module for indoor coil replacement only (R410A), unit includes TXV
|  | M3036CL1-BA-R | Module, Refrigerant Coil (4 Row)*(AC/HP), Aluminum, for indoor coil replacement only | 1 | 34x16x20 | 78 | 2472
|  | M3036CL1-E-R | Module, Refrigerant Coil (6 Row)*(AC/HP) for indoor coil replacement only | 1 | 34x16x20 | 78 | 2559
|  | M3036CL1-E0C-R | Module, Refrigerant Coil (6 Row)*(AC/HP), E-Coated, for indoor coil replacement only | 1 | 34x16x20 | 78 | 2904
|  | M3036CR1-E-R | Module, Refrigerant Coil, (6 Row) (AC/HP) Right hand, for indoor coil replacement only | 1 | 34x16x20 | 78 | 2635
|  | M3036CR1-E0C-R | Module, Refrigerant Coil, (6 Row) (AC/HP) Right hand, E-Coated, for indoor coil replacement only | 1 | 34x16x20 | 78 | 2966
|  | TXV-3T-410 | TX Valve Kit, Chatleff, 3 ton, R410a, for indoor coil replacement only (compatible with 3036 and 3642 units) | 1 | 5x5x5 | 2 | 184
Hydronic Module
|  | M3036CL1-C | Module, Cooling (with Chilled Water Coil) | 1 | 34x16x20 | 78 | 2580
|  | M3036CL1-X | Module, Heating (without Hot Water Coil) | 1 | 38x16x19 | 28 | 403
|  | M3036CL1-H | Module, Heating (with Hot Water Coil) | 1 | 38x16x19 | 76 | 1662
|  | HW-3036 | Coil, Hot Water (fits M3036CL1-X, M3036V2) | 1 | 45x8x17 | 48 | 1217
Vertical Plenum Module
|  | M3036V2 | Module, Vertical Plenum (includes Spacer Module and filters) | 1 | 34x27x20 | 45 | 1829
Horizontal Return Air Module
|  | M3036R1 | Module, Horizontal Multiple Return Air For 3036, (Includes filter) | 1 | 34x16x20 | 30 | 514
Return Air Components
|  | UPC-01-3036 | Return Air Box with Grille and Filter, 14" x 30" | 1 | 33x8x17 | 10 | 352
|  | UPC-04-3036 | Return Air Duct , R-4.2, 16" D x 10 ft. | 1 | 22x22x29 | 14 | 410
|  | UPC-04R6-3036 | Return Air Duct , R-6.0, 16" D x 10 ft. | 1 | 22x22x29 | 17 | 581
|  | UPC-04R8-3036 | Return Air Duct , R-8.0, 16" D x 10 ft. | 1 | 22x22x29 | 20 | 563
|  | UPC-59-3036 | Return Air Adapter (fits M3036CL1- A, B, C or E coil modules) 16" duct | 1 | 17x38x13 | 8 | 202
|  | UPC-104-3036 | Return Air Adapter (fits M3036CL1-X or HM3036V2 Module) 16" duct | 1 | 39x22x5 | 9 | 321
Drain Pan
|  | UPC-27B | Secondary Drain Pan (2 Module 3036) | 1 | 45x42x2 | 14 | 446
|  | UPC-27C | Secondary Drain Pan (3 Module 3036) | 1 | 45x42x2 | 20 | 442
Accessories
|  | UPC-63-3036 | Vertical Installation Kit with 6" spacer module | 1 | 17x38x6 | 13 | 268
|  | UPC-61-3036 | Adapter, Supply, Round, 9 | 1 | 11x11x4.5 | 4 | 98
|  | UPC-62-3036 | Adapter, Supply, Square 10.5 " ID | 1 | 20x12x9 | 3 | 107
UV Module and Accessories
|  | UVC1-09 | UV Light Module Assembly, Cabinet Only | 1 | 15.25x15.25x14 | 7 | 585
|  | UVL1-09 | UV Light Module Assembly | 1 | 28.25x15x13.25 | 11 | 1431
|  | A02647-G01 | UV Light | 1 | 11.5x11.5x5.5 | 4 | 846
|  | A02649-G01 | UV Replacement Bulb | 1 | 10x10x10 | 2 | 130
Replacement Filters
|  | A00558-002 | Filter, Pleated, 14 x 30 x 1, MERV 7 fits UPC-01-3036, M3036R1 | 1 | 32x18x8 | 6 | 21
|  | A02654-002 | Filter, Pleated, 14 x 30 x 1, MERV 13 | 1 | 30.50x15x15 | 2 | 27
|  | A00558-007 | Filter, Pleated, 18 x 30 x 1, MERV 7 fits M3036V2 | 1 | 33x29x9 | 2 | 24
|  | A02654-007 | Filter, Pleated, 18 x 30 x 1, MERV 13 | 1 | 30.13x21.13x11.6 | 2 | 45
*For capacity and usage questions call 1-800-527-0896 or email service@unicosystem.com
Air Handlers *please read descriptions carefully as some parts have been updated
3 - 3.5 Ton Modular Unit
Blower Module
|  | M3642BL2-EC2 | Module, Blower, SCB Variable Speed ECM, 120/208/230V (Wifi Board) | 1 | 42x16x20 | 73 | 2873
|  | M3642BR2-EC2 | Module, Blower, SCB Variable Speed ECM, 120/208/230V Right hand (Wifi Board) | 1 | 42x16x20 | 73 | 2908
|  | M3642BL2-ST2 | Module, Blower, Standard Control, Single Speed, 208/230V only | 1 | 42x16x20 | 73 | 1764
Refrigerant Module A2L Compliant, TXV must be ordered separately
|  | M3642CL1-E001 | Module, Refrigerant Coil (6 Row)* (AC/HP), A2L Compliant, TXV sold separately | 1 | 42x16x20 | 78 | 3042
|  | M3642CL1-E0C1 | Module, Refrigerant Coil (6 Row)* (AC/HP), E-Coated, A2L Compliant, TXV sold separately | 1 | 42x16x20 | 78 | 3521
|  | M3642CR1-E001 | Module, Refrigerant Coil, (6 Row) (AC/HP) Right hand, A2L Compliant, TXV sold separately | 1 | 42x16x20 | 78 | 3191
|  | M3642CR1-E0C1 | Module, Refrigerant Coil (6 Row)* (AC/HP), Right hand, E-Coated, A2L Compliant, TXV sold separately | 1 | 42x16x20 | 78 | 3540
|  | M3642CL1-BA001 | Module, Refrigerant Coil (4 Row)* (AC/HP), Aluminum, A2L Compliant, TXV sold separately | 1 | 42x16x20 | 78 | 2930
|  | TXV-3T-454 | TX Valve Kit, Chatleff, 3 ton, R454b, (compatible with 3036 and 3642 units) | 1 | 5x5x5 | 5 | 184
|  | TXV-3T-32 | TX Valve Kit, Chatleff, 3 ton, R32, (compatible with 3036 and 3642 units) | 1 | 5x5x5 | 5 | 184
Replacement Refrigerant Module for indoor coil replacement only (R410A), unit includes TXV
|  | M3642CL1-BA-R | Module, Refrigerant Coil (4 Row)*(AC/HP), Aluminum, for indoor coil replacement only | 1 | 42x16x20 | 78 | 2835
|  | M3642CL1-E-R | Module, Refrigerant Coil (6 Row)* (AC/HP) for indoor coil replacement only | 1 | 42x16x20 | 78 | 2662
|  | M3642CL1-E0C-R | Module, Refrigerant Coil (6 Row)* (AC/HP), E-Coated, for indoor coil replacement only | 1 | 42x16x20 | 78 | 3160
|  | M3642CR1-E-R | Module, Refrigerant Coil, (6 Row) (AC/HP) Right hand, for indoor coil replacement only | 1 | 42x16x20 | 78 | 2796
|  | TXV-3T-410 | TX Valve Kit, Chatleff, 3 ton, R410a, for indoor coil replacement only (compatible with 3036 and 3642 units) | 1 | 5x5x5 | 2 | 184
Hydronic Module
|  | M3642CL1-C | Module, Chilled Water Coil | 1 | 42x16x20 | 78 | 2734
|  | M3642CL1-X | Module, Heating (without Hot Water Coil) | 1 | 42x14x18 | 28 | 432
|  | M3642CL1-H | Module, Heating (with Hot Water Coil) | 1 | 42x14x18 | 76 | 1845
|  | HW-3642 | Coil, Hot Water (fits M3642CL1-X, M3642V2) | 1 | 45x8x17 | 48 | 1313
Vertical Plenum Module
|  | M3642V2 | Module, Vertical Plenum (includes Spacer & Filter) | 1 | 42x26x20 | 45 | 1888
Horizontal Return Air Module
|  | M3642R1 | Module, Horizontal Multiple Return Air (Includes Filter) | 1 | 42x16x20 | 30 | 543
Return Air Components
|  | UPC-01-3642 | Return Air Box with Grille and Filter, 14" x 30" | 1 | 33x8x17 | 10 | 352
|  | UPC-04-3642 | Return Air Duct , R-4.2, 18" D x 10 ft. | 1 | 22x22x29 | 14 | 419
|  | UPC-04R6-3642 | Return Air Duct , R-6.0, 18" D x 10 ft. | 1 | 22x22x29 | 17 | 613
|  | UPC-04R8-3642 | Return Air Duct , R-8.0, 18" D x 10 ft. | 1 | 22x22x29 | 20 | 614
|  | UPC-59-3642 | Return Air Adapter (fits to M3642CL1-B, C or E coil module), for 18" duct | 1 | 17x38x13 | 8 | 248
|  | UPC-104-3642 | Return Air Adapter (fits to M3642CL1-X or H, M3642V2), for 18" duct | 1 | 39x22x5 | 9 | 318
Drain Pan
|  | UPC-24B | Secondary Drain Pan (2 Module 3642) | 1 | 42x44x2 | 14 | 454
|  | UPC-24C | Secondary Drain Pan (3 Module 3642) | 1 | 42x44x2 | 20 | 453
Accessories
|  | UPC-64A | Vertical Installation Kit with 6" spacer module | 1 | 41x19x8 | 13 | 445
|  | UPC-62-3642 | Adapter, Supply, Square, 10.5" ID | 1 | 11x11x4.5 | 4 | 107
|  | UPC-61-3642 | Adapter, Supply, Round, 9 | 1 | 20x12x9 | 3 | 98
UV Module and Accessories
|  | UVC1-09 | UV Light Module Assembly, Cabinet Only | 1 | 15.25x15.25x14 | 7 | 585
|  | UVL1-09 | UV Light Module Assembly | 1 | 28.25x15x13.25 | 11 | 1431
|  | A02647-G01 | UV Light | 1 | 11.5x11.5x5.5 | 4 | 846
|  | A02649-G01 | UV Replacement Bulb | 1 | 10x10x10 | 2 | 130
Replacement Filters
|  | A00558-002 | Filter, Pleated, 14 x 30 x 1, MERV 7, fits UPC-01-3036, MR3036R1 | 1 | 32x18x8 | 6 | 21
|  | A02654-002 | Filter, Pleated, 14 x 30 x 1, MERV 13 | 1 | 30.50x15x15 | 2 | 27
|  | A00558-011 | Filter, Pleated, 14 x 38 x 1, MERV 7, fits M3642R1 | 1 | 39x22x5 | 2 | 53
|  | A02654-011 | Filter, Pleated, 14 x 38 x 1, MERV 13 | 1 | 44x30.5x1.5 | 2 | 56
|  | A00558-003** | Filter, Pleated, 18 x 20 x 1, MERV 7, fits M3642V2 | 1 | 21x21x9 | 2 | 21
|  | A02654-003** | Filter, Pleated, 18 x 20 x 1, MERV 13 | 1 | 28.75x18x15.5 | 2 | 24
|  | A00558-005** | Filter, Pleated, 18 x 18 x 1, MERV 7, fits M3642V2 | 1 | 29x19x8 | 2 | 27
|  | A02654-005** | Filter, Pleated, 18 x 18 x 1, MERV 13 | 1 | 19x18x15.5 | 2 | 25
** M3642V2 requires one of each size
*For capacity and usage questions call 1-800-527-0896 or email service@unicosystem.com
Air Handlers *please read descriptions carefully as some parts have been updated
4 - 5 Ton Modular Unit
Blower Module
|  | M4860BL2-EC2 | Module, Blower, SCB Variable Speed ECM, 120/208/230V (Wifi Board) | 1 | 42x16x20 | 73 | 3027
|  | M4860BR2-EC2 | Module, Blower, SCB Variable Speed ECM, 120/208/230V Right hand (Wifi Board) | 1 | 42x16x20 | 73 | 3129
|  | M4860BL2-ST2 | Module, Blower, Standard Control, Single Speed, 208/230V only | 1 | 42x16x20 | 73 | 2079
Refrigerant Module A2L Compliant, TXV must be ordered separately
|  | M4860CL1-B001 | Module, Refrigerant Coil (3 Row)* (AC/HP), A2L Compliant, TXV sold separately | 1 | 42x18x26 | 88 | 4046
|  | M4860CL1-B0C1 | Module, Refrigerant Coil (3 Row)* (AC/HP), E-Coated, A2L Compliant, TXV sold separately | 1 | 42x18x26 | 88 | 4590
|  | M4860CR1-B001 | Module, Refrigerant Coil (3 Row)* (AC/HP), Right hand, A2L Compliant, TXV sold separately | 1 | 42x18x26 | 88 | 4084
|  | M4860CR1-B0C1 | Module, Refrigerant Coil (3 Row)* (AC/HP), Right hand, E-Coated, A2L Compliant, TXV sold separately | 1 | 42x18x26 | 88 | 4627
|  | TXV-4T-454 | TX Valve Kit, Chatleff, 4 ton, R454b, (compatible with 4860 units) | 1 | 5x5x5 | 5 | 201
|  | TXV-4T-32 | TX Valve Kit, Chatleff, 4 ton, R32, (compatible with 4860 units) | 1 | 5x5x5 | 5 | 201
Cooling Modules include a Spacer Module
Replacement Refrigerant Module for indoor coil replacement only (R410A), unit includes TXV
|  | M4860CL1-B-R | Module, Refrigerant Coil (3 Row)* (AC/HP), for indoor coil replacement only | 1 | 42x18x26 | 88 | 3748
|  | M4860CL1-B0C-R | Module, Refrigerant Coil (3 Row)* (AC/HP), E-Coated, for indoor coil replacement only | 1 | 42x18x26 | 88 | 4304
|  | M4860CR1-B-R | Module, Refrigerant Coil, (4 Row) (AC/HP) Right hand, for indoor coil replacement only | 1 | 42x18x26 | 88 | 3748
|  | TXV-4T-410 | TX Valve Kit, Chatleff, 4 ton, R410a, for indoor coil replacement only (compatible with 4860 units) | 1 | 5x5x5 | 2 | 201
Cooling Modules include a Spacer Module
Hydronic Module
|  | M4860CL1-C | Module, Chilled Water Coil | 1 | 42x18x26 | 88 | 3737
|  | M4860CL1-X | Module, Heating (without Hot Water Coil) | 1 | 45x16x19 | 28 | 432
|  | M4860CL1-H | Module, Heating (with Hot Water Coil) | 1 | 45x16x19 | 88 | 1845
|  | HW-4860 | Coil, Hot Water (fits M4860CL1-X, M4860V2) | 1 | 45x8x17 | 48 | 1313
Cooling Modules include a Spacer Module
Vertical Plenum Module
|  | M4860V2 | Module, Vertical Plenum (includes Filter) | 1 | 42x31x20 | 45 | 2001
Horizontal Return Air Module
|  | M4860R1 | Module, Horizontal Multiple Return Air (Includes Filter) | 1 | 42x16x20 | 30 | 543
Return Air Components
|  | UPC-01-4860 | Return Air Box with Grille and Filter, 24" x 30" | 1 | 8.5x27.5x33 | 16 | 501
|  | UPC-01-4860NC | Return Air Box with Grille and Filter, 20" x 30" | 1 | 8.5x27.5x33 | 16 | 446
|  | UPC-04-4860 | Return Air Duct, R-4.2, 20" D x 10 ft. | 1 | 22x22x29 | 18 | 454
|  | UPC-04R6-4860 | Return Air Duct, R-6.0, 20" D x 10 ft. | 1 | 23x22x29 | 21 | 629
|  | UPC-04R8-4860 | Return Air Duct, R-8.0 20" D x 10 ft | 1 | 24x22x29 | 24 | 641
|  | UPC-59-4860 | Return Air Adapter (fits to M4860CL1-B, C or E coil module), for 20" duct | 1 | 16x16x36 | 14 | 250
|  | UPC-104-4860 | Return Air Adapter (fits to M4860CL1-X or H, M4860V2) for 20" duct | 1 | 39x22x5 | 14 | 318
Drain Pan
|  | UPC-24C | Secondary Drain Pan (2 Module 4860) | 1 | 42x44x2 | 20 | 453
|  | UPC-24D | Secondary Drain Pan (3 Module 4860) | 1 | 44x54x2 | 24 | 508
|  | A00522-001 | Extended Drip Plate | 1 | 40x7x4 | 5 | 272
Accessories
|  | UPC-64A | Vertical Installation Kit with 6" spacer module | 1 | 41x19x8 | 13 | 445
|  | UPC-62-4860 | Adapter, Supply, Square, 11.5" ID | 1 | 12x12x12 | 2 | 108
|  | UPC-61-4860 | Adapter, Supply, Round, 10" | 1 | 20x12x9 | 4 | 107
UV Module and Accessories
|  | UVC1-09 | UV Light Module Assembly, Cabinet Only | 1 | 15.25x15.25x14 | 7 | 585
|  | UVL1-09 | UV Light Module Assembly | 1 | 28.25x15x13.25 | 11 | 1431
|  | A02647-G01 | UV Light | 1 | 11.5x11.5x5.5 | 4 | 846
|  | A02649-G01 | UV Replacement Bulb | 1 | 10x10x10 | 2 | 130
Replacement Filters
|  | A00558-011 | Filter, Pleated, 14 x 38 x 1, MERV 7, fits M4860R1 | 1 | 39x22x5 | 2 | 53
|  | A02654-011 | Filter, Pleated, 14 x 38 x 1, MERV 13 | 1 | 44x30.5x1.5 | 2 | 56
|  | A00558-012 | Filter, Pleated, 20 x 30 x 1, MERV 7 fits UPC-01-4860NC | 1 | 33x28x9 | 2 | 23
|  | A02654-012 | Pleated Filter, 20x30x1, MERV 13 | 1 | 30.13x21.13x11.6 | 2 | 27
|  | A00558-003** | Filter, Pleated, 18 x 20 x 1, MERV 7, fits M4860V2 | 1 | 21x21x9 | 2 | 21
|  | A02654-003** | Filter, Pleated, 18 x 20 x 1, MERV 13 | 1 | 28.75x18x15.5 | 2 | 24
|  | A00558-005** | Filter, Pleated, 18 x 18 x 1, MERV 7, fits M4860V2 | 1 | 29x19x8 | 2 | 27
|  | A02654-005** | Filter, Pleated, 18 x 18 x 1, MERV 13 | 1 | 19x18x15.5 | 2 | 25
|  | A00558-006 | Filter, Pleated, 24 x 30 x 1, MERV 7 fits UPC-01-4860 | 1 | 31x32x5 | 6 | 25
|  | A02654-006 | Pleated Filter, 24x30x1, MERV 13 | 1 | 30.75x31x4 | 2 | 31
** M4860V2 require one of each size
*For capacity and usage questions call 1-800-527-0896 or email service@unicosystem.com
Supply Air Outlets - 2 Inch - Twist-Fit System
Round Plastic
|  | UPC-56TB-1 | Supply Outlet, TFS, w/Toggles and Screws, Face Plate Only | 1 | 5x5x5 | 1 | 35
|  | UPC-56TB-6 | Supply Outlet, TFS, w/Toggles and Screws, Face Plate Only (6 pcs) | 6 | 8x8x5 | 3 | 69
|  | UPC-56TB-BLK-1 | Black Supply Outlet, TFS, w/Toggles and Screws, Face Plate Only | 1 | 5x5x5 | 1 | 36
|  | UPC-56TB-BLK-6 | Black Supply Outlet, TFS, w/Toggles and Screws, Face Plate Only (6 pcs) | 6 | 8x8x5 | 3 | 73
|  | UPC-56TB-BRS-1 | Brass Supply Outlet, TFS, w/Toggles and Screws, Face Plate Only | 1 | 5x5x5 | 1 | 32
|  | UPC-56TB-BRS-6 | Brass Supply Outlet, TFS, w/Toggles and Screws, Face Plate Only (6 pcs) | 6 | 8x8x5 | 3 | 145
|  | UPC-56TB-CHR-1 | Chrome Supply Outlet, TFS, w/Toggles and Screws, Face Plate Only | 1 | 5x5x5 | 1 | 33
|  | UPC-56TB-CHR-6 | Chrome Supply Outlet, TFS, w/Toggles and Screws, Face Plate Only (6 pcs) | 6 | 8x8x5 | 3 | 152
Round Wood
|  | UPC-57T-B-1 | Outlet, TFS, Wood, Birch, Face Plate Only | 1 | 5x5x5 | 1 | 92
|  | UPC-57T-B-6 | Outlet, TFS, Wood, Birch, Face Plate Only (6 pcs) | 6 | 8x8x5 | 3 | 488
|  | UPC-57T-C-1 | Outlet, TFS, Wood, Cherry, Face Plate Only | 1 | 5x5x5 | 1 | 83
|  | UPC-57T-C-6 | Outlet, TFS, Wood, Cherry, Face Plate Only (6 pcs) | 6 | 8x8x5 | 3 | 453
|  | UPC-57T-K-1 | Outlet, TFS, Wood, Knotty Pine, Face Plate Only | 1 | 5x5x5 | 1 | 95
|  | UPC-57T-K-6 | Outlet, TFS, Wood, Knotty Pine, Face Plate Only (6 pcs) | 6 | 8x8x5 | 3 | 525
|  | UPC-57T-MA-1 | Outlet, TFS, Wood, Maple, Face Plate Only | 1 | 5x5x5 | 1 | 78
|  | UPC-57T-MA-6 | Outlet, TFS, Wood, Maple, Face Plate Only (6 pcs) | 6 | 8x8x5 | 3 | 438
|  | UPC-57T-MH-1 | Outlet, TFS, Wood, Mahogany, Face Plate Only | 1 | 5x5x5 | 1 | 107
|  | UPC-57T-MH-6 | Outlet, TFS, Wood, Mahogany, Face Plate Only (6 pcs) | 6 | 8x8x5 | 3 | 584
|  | UPC-57T-PI-1 | Outlet, TFS, Wood, Pine, Face Plate Only | 1 | 5x5x5 | 1 | 78
|  | UPC-57T-PI-6 | Outlet, TFS, Wood, Pine, Face Plate Only (6 pcs) | 6 | 8x8x5 | 3 | 438
|  | UPC-57T-PO-1 | Outlet, TFS, Wood, Poplar, Face Plate Only | 1 | 5x5x5 | 1 | 78
|  | UPC-57T-PO-6 | Outlet, TFS, Wood, Poplar, Face Plate Only (6 pcs) | 6 | 8x8x5 | 3 | 438
|  | UPC-57T-RO-1 | Outlet, TFS, Wood, Red Oak, Face Plate Only | 1 | 5x5x5 | 1 | 64
|  | UPC-57T-RO-6 | Outlet, TFS, Wood, Red Oak, Face Plate Only (6 pcs) | 6 | 8x8x5 | 3 | 351
|  | UPC-57T-WL-1 | Outlet, TFS, Wood, Walnut, Face Plate Only | 1 | 5x5x5 | 1 | 98
|  | UPC-57T-WL-6 | Outlet, TFS, Wood, Walnut, Face Plate Only (6 pcs) | 6 | 8x8x5 | 3 | 542
|  | UPC-57T-WO-1 | Outlet, TFS, Wood, White Oak, Face Plate Only | 1 | 5x5x5 | 1 | 118
|  | UPC-57T-WO-6 | Outlet, TFS, Wood, White Oak, Face Plate Only (6 pcs) | 6 | 8x8x5 | 3 | 642
All wood outlets are unfinished
Round Flush Mount
|  | UPC-57T-B-F-1 | Wood Outlet, TFS, Flush Mount, Birch, Face Plate Only | 1 | 5x5x5 | 1 | 102
|  | UPC-57T-B-F-6 | Wood Outlet, TFS, Flush Mount, Birch, Face Plate Only (6 pcs) | 6 | 8x8x5 | 3 | 512
|  | UPC-57T-C-F-1 | Wood Outlet, TFS, Flush Mount, Cherry, Face Plate Only | 1 | 5x5x5 | 1 | 83
|  | UPC-57T-C-F-6 | Wood Outlet, TFS, Flush Mount, Cherry, Face Plate Only (6 pcs) | 6 | 8x8x5 | 3 | 453
|  | UPC-57T-K-F-1 | Wood Outlet, TFS, Flush Mount, Knotty Pine, Face Plate Only | 1 | 5x5x5 | 1 | 102
|  | UPC-57T-K-F-6 | Wood Outlet, TFS, Flush Mount, Knotty Pine, Face Plate Only (6 pcs) | 6 | 8x8x5 | 3 | 525
|  | UPC-57T-MA-F-1 | Wood Outlet, TFS, Flush Mount, Maple, Face Plate Only | 1 | 5x5x5 | 1 | 78
|  | UPC-57T-MA-F-6 | Wood Outlet, TFS, Flush Mount, Maple, Face Plate Only (6 pcs) | 6 | 8x8x5 | 3 | 438
|  | UPC-57T-MH-F-1 | Wood Outlet, TFS, Flush Mount, Mahogany, Face Plate Only | 1 | 5x5x5 | 1 | 107
|  | UPC-57T-MH-F-6 | Wood Outlet, TFS, Flush Mount, Mahogany, Face Plate Only (6 pcs) | 6 | 8x8x5 | 3 | 584
|  | UPC-57T-PI-F-1 | Wood Outlet, TFS, Flush Mount, Pine, Face Plate Only | 1 | 5x5x5 | 1 | 78
|  | UPC-57T-PI-F-6 | Wood Outlet, TFS, Flush Mount, Pine, Face Plate Only (6 pcs) | 6 | 8x8x5 | 3 | 438
|  | UPC-57T-PO-F-1 | Wood Outlet, TFS, Flush Mount, Poplar, Face Plate Only | 1 | 5x5x5 | 1 | 102
|  | UPC-57T-PO-F-6 | Wood Outlet, TFS, Flush Mount, Poplar, Face Plate Only (6 pcs) | 6 | 8x8x5 | 3 | 438
|  | UPC-57T-RO-F-1 | Wood Outlet, TFS, Flush Mount, Red Oak, Face Plate Only | 1 | 5x5x5 | 1 | 64
|  | UPC-57T-RO-F-6 | Wood Outlet, TFS, Flush Mount, Red Oak, Face Plate Only (6 pcs) | 6 | 8x8x5 | 3 | 351
|  | UPC-57T-WL-F-1 | Wood Outlet, TFS, Flush Mount, Walnut, Face Plate Only | 1 | 5x5x5 | 1 | 98
|  | UPC-57T-WL-F-6 | Wood Outlet, TFS, Flush Mount, Walnut, Face Plate Only (6 pcs) | 6 | 8x8x5 | 3 | 542
|  | UPC-57T-WO-F-1 | Wood Outlet, TFS, Flush Mount, White Oak, Face Plate Only | 1 | 5x5x5 | 1 | 118
|  | UPC-57T-WO-F-6 | Wood Outlet, TFS, Flush Mount, White Oak, Face Plate Only (6 pcs) | 6 | 8x8x5 | 3 | 642
Supply Air Components - 2 Inch - Twist-Fit System
SmartDuct™
|  | UPC-26TCH-1 | SmartDuct, TFS, 2x12' (1 PCS) | 1 | 25x25x6 | 5 | 126
|  | UPC-26TCH-6 | SmartDuct, TFS, 2x12' (6 PCS) | 6 | 24x24x23 | 28 | 570
R-4.2
|  | UPC-26TCHR4-1 | SmartDuct, TFS, 2x12', R4 (1 PCS) | 1 | 32x31x4 | 6 | 139
|  | UPC-26TCHR4-6 | SmartDuct, TFS, 2x12', R4 (6 PCS) | 6 | 24x24x23 | 32 | 617
|  | UPC-26TDHR4-1 | SmartDuct, TFS, 2x12', R4, Double Barrier (1 PCS) | 1 | 25x25x6 | 6 | 357
|  | UPC-26TDHR4-6 | SmartDuct, TFS, 2x12', R4, Double Barrier (6 PCS) | 6 | 26x26x33 | 36 | 729
R6
|  | UPC-26TCHR6-1 | SmartDuct, TFS, 2x12', R6 (1 PCS) | 1 | 25x25x6 | 6 | 187
|  | UPC-26TCHR6-6 | SmartDuct, TFS, 2x12', R6 (6 PCS) | 6 | 26x26x33 | 36 | 897
R8
|  | UPC-26TCHR8-1 | SmartDuct, TFS, 2x12', R8 (1 PCS) | 1 | 25x25x6 | 6 | 212
|  | UPC-26TCHR8-6 | SmartDuct, TFS, 2x12', R8 (6 PCS) | 6 | 26x26x33 | 40 | 1042
Sound Attenuator
R-3.3
|  | UPC-26TC03-1 | Sound Attenuator Tubing, TFS, Couplings Attached 2" ID x 3'L, R-3.3, single length (3 ft. per box) | 1 | 10.5x10.5x10.5 | 2 | 85
|  | UPC-26TC03-6 | Sound Attenuator Tubing, TFS, Couplings Attached 2" ID x 3'L, R-3.3, (18 ft. per box) | 6 | 22.5x5.25x38.5 | 7 | 464
|  | UPC-26TC-1 | Sound Attenuator Tubing, TFS, Couplings Attached 2" ID x 12'L, R-3.3, single length (12 ft. per box) | 1 | 25x25x6 | 5 | 164
|  | UPC-26TC-6 | Sound Attenuator Tubing, TFS, Couplings Attached 2" ID x 12'L, R-3.3 (72 ft. per box) | 6 | 24x24x23 | 28 | 741
R-4.2
|  | UPC-26TC03R4-1 | Sound Attenuator Tubing, TFS, Couplings Attached 2" ID x 3'L, R-4.2, single length (3 ft. per box) | 1 | 10.5x10.5x10.5 | 2 | 92
|  | UPC-26TC03R4-6 | Sound Attenuator Tubing, TFS, Couplings Attached 2" ID x 3'L, R-4.2 (18 ft. per box) | 6 | 22.5x5.25x38.5 | 7 | 508
|  | UPC-26TCR4-1 | Sound Attenuator Tubing, TFS, Couplings Attached 2" ID x 12'L, R-4.2, single length (12 ft. per box) | 1 | 32x31x4 | 6 | 181
|  | UPC-26TCR4-6 | Sound Attenuator Tubing, TFS, Couplings Attached 2" ID x 12'L, R-4.2 (72 ft. per box) | 6 | 24x24x23 | 32 | 802
|  | UPC-26TD03R4-1 | Sound Attenuator Tubing, Double Vapor Barrier, TFS, Couplings Attached 2" ID x 3'L, R-4.2, single length (3 ft. per box) | 1 | 10.5x10.5x10.5 | 3 | 112
|  | UPC-26TD03R4-6 | Sound Attenuator Tubing, Double Vapor Barrier, TFS, Couplings Attached 2" ID x 3'L, R-4.2 (18 ft. per box) | 6 | 22.5x5.25x38.5 | 7 | 592
|  | UPC-26TDR4-1 | Sound Attenuator, Double Vapor Barrier, TFS, Couplings Attached, 2" ID x12'L, R-4.2, single length (12 ft. per box) | 1 | 25x25x6 | 6 | 464
|  | UPC-26TDR4-6 | Sound Attenuator, Double Vapor Barrier, TFS, Couplings Attached, 2" ID x12'L, R-4.2 (72 ft. per box) | 6 | 26x26x33 | 36 | 948
R6
|  | UPC-26TC03R6-1 | Sound Attenuator Tubing, TFS, Couplings Attached 2" ID x 3'L, R-6.0, single length (3 ft. per box) | 1 | 10.25x10.5x10.5 | 2 | 125
|  | UPC-26TC03R6-6 | Sound Attenuator Tubing, TFS, Couplings Attached 2" ID x 3'L, R-6.0 (18 ft. per box) | 6 | 34.5x6.25x34.5 | 7 | 728
|  | UPC-26TCR6-1 | Sound Attenuator Tubing, TFS, Couplings Attached 2" ID x 12'L, R-6.0, single length (12 ft. per box) | 1 | 25x25x6 | 6 | 243
|  | UPC-26TCR6-6 | Sound Attenuator Tubing, TFS, Couplings Attached 2" ID x 12'L, R-6.0 (72 ft. per box) | 6 | 26x26x33 | 36 | 1166
R8
|  | UPC-26TC03R8-1 | Sound Attenuator Tubing, TFS, Couplings Attached 2" ID x 3'L, R-8.0, single length (3 ft. per box) | 1 | 10.5x10.5x10.5 | 3 | 143
|  | UPC-26TC03R8-6 | Sound Attenuator Tubing, TFS, Couplings Attached 2" ID x 3'L, R-8.0 (18 ft. per box) | 6 | 34.5x6.25x34.5 | 8 | 846
|  | UPC-26TCR8-1 | Sound Attenuator Tubing, TFS, Couplings Attached 2" ID x 12'L, R-8.0, single length (12 ft. per box) | 1 | 25x25x6 | 6 | 276
|  | UPC-26TCR8-6 | Sound Attenuator Tubing, TFS, Couplings Attached 2" ID x 12'L, R-8.0 (72 ft. per box) | 6 | 26x26x33 | 40 | 1355
Aluminum Supply
|  | UPC-25T-1 | Supply Tubing, TFS, Couplings Attached, Aluminum, 2" ID x 25'L, R-3.3, single length (25 ft. per box) | 1 | 32x31x4 | 9 | 206
|  | UPC-25T-4 | Supply Tubing, TFS, Couplings Attached, Aluminum, 2" ID x 25'L, R-3.3 (100 ft. per box) | 4 | 31x15x31 | 30 | 689
|  | UPC-25T-R4-1 | Supply Tubing, TFS, Couplings Attached, Aluminum, 2" ID x 25'L, R-4.2, single length (25 ft. per box) | 1 | 32x31x4 | 10 | 246
|  | UPC-25T-R4-4 | Supply Tubing, TFS, Couplings Attached, Aluminum, 2" ID x 25'L, R-4.2 (100 ft. per box) | 4 | 32x30x15 | 58 | 912
|  | UPC-25T-R6-1 | Supply Tubing, TFS, Couplings Attached, Aluminum, 2" ID x 25'L, R-6.0, single length (25 ft. per box) | 1 | 32x31x4 | 10 | 299
|  | UPC-25T-R6-4 | Supply Tubing, TFS, Couplings Attached, Aluminum, 2" ID x 25'L, R-6.0 (100 ft. per box) | 4 | 37x37x22 | 58 | 1118
|  | UPC-25T-R8-1 | Supply Tubing, TFS, Couplings Attached, Aluminum, 2" ID x 25'L, R-8.0, single length (25 ft. per box) | 1 | 32x31x4 | 10 | 332
|  | UPC-25T-R8-4 | Supply Tubing, TFS, Couplings Attached, Aluminum, 2" ID x 25'L, R-8.0 (100 ft. per box) | 4 | 37x37x22 | 61 | 1234
Install Kits - Metal
|  | UPC-89TM-1 | Install Kit, 2", Round Metal Plenum, TFS, (1 pk) - Includes (1) Supply Outlets, (1) Take Off for round metal plenum, (1) Winter Supply Shutoff Caps, (2) Toggles and Screws, (2) extra TFS Gaskets | 1 | 5.5x5.5x5.5 | 1 | 42
|  | UPC-89TM-6 | Install Kit, 2", Round Metal Plenum, TFS, (6 pk) - Includes (6) Supply Outlets, (6) Take offs for round metal plenum, (6) Winter Supply Shutoff Caps, (12) Toggles and Screws, (2) extra TFS Gaskets | 6 | 10.5x10.5x5 | 3 | 105
|  | UPC-89TMR6-1 | Install Kit, 2", R6, Round Metal Plenum, TFS, (1 pk) - Includes (1) Supply Outlets, (1) Take Off for round metal plenum, (1) Winter Supply Shutoff Caps, (2) Toggles and Screws, (2) extra TFS Gaskets | 1 | 5.5x5.5x5.5 | 1 | 56
|  | UPC-89TMR6-6 | Install Kit, 2", R6, Round Metal Plenum, TFS, (6 pk) - Includes (6) Supply Outlets, (6) Take offs for round metal plenum, (6) Winter Supply Shutoff Caps, (12) Toggles and Screws, (2) extra TFS Gaskets | 6 | 10.5x10.5x5 | 3 | 270
|  | UPC-89TMF-1 | Install Kit, 2", Flat Metal Plenum, TFS, (1 pk) - Includes (1) Supply Outlets, (1) Take Off for flat metal plenum, (1) Winter Supply Shutoff Caps, (2) Toggles and Screws, (2) extra TFS Gasket | 1 | 5.5x5.5x5.5 | 1 | 42
|  | UPC-89TMF-6 | Install Kit, 2", Flat Metal Plenum, TFS, (6 pk) - Includes (6) Supply Outlets, (6) Take offs for flat metal plenum, (6) Winter Supply Shutoff Caps, (12) Toggles and Screws, (2) extra TFS Gaskets | 6 | 10.5x10.5x5 | 3 | 105
|  | UPC-89TMFR6-6 | Install Kit, 2", R6 Flat Metal Plenum, TFS, (6 pk) - Includes (6) Supply Outlets, (6) Take offs for flat metal plenum, (6) Winter Supply Shutoff Caps, (12) Toggles and Screws, (2) extra TFS Gaskets | 6 | 10.5x10.5x5 | 3 | 98
Install Kits - Fiberglass
|  | UPC-89TF-1 | Install Kit, 2", 1" Fiberglass Plenum, TFS, (1 pk) - Includes (1) Supply Outlets, (1) Spin-in Take Off, (1) Winter Supply Shutoff Caps, (2) Toggles and Screws, (2) Aluminum Core Clamps (black), (2) zip ties, (2) extra TFS Gaskets | 1 | 5.5x5.5x5.5 | 1 | 48
|  | UPC-89TF-6 | Install Kit, 2", 1" Fiberglass Plenum, TFS, (6 pk) - Includes (6) Supply Outlets, (6) Spin-in Take Offs, (6) Winter Supply Shutoff Caps, (12) Toggles and Screws, (8) Aluminum Core Clamps (black), (8) zip ties, (2) extra TFS Gaskets | 6 | 10.5x10.5x5 | 3 | 130
|  | UPC-89TFR6-1 | Install Kit, 2", 1.5" Fiberglass Plenum, TFS, (1 pk) - Includes (1) Supply Outlets, (1) R6 Spin-in Take Off, (1) Winter Supply Shutoff Caps, (2) Toggles and Screws, (2) Aluminum Core Clamps (black), (2) zip ties, (2) extra TFS Gaskets | 1 | 5.5x5.5x5.5 | 1 | 39
|  | UPC-89TFR6-6 | Install Kit, 2", 1.5" Fiberglass Plenum, TFS, (6 pk) - Includes (6) Supply Outlets, (6) R6 Spin-in Take Offs, (6) Winter Supply Shutoff Caps, (12) Toggles and Screws, (8) Aluminum Core Clamps (black), (8) zip ties, (2) extra TFS Gaskets | 6 | 10.5x10.5x5 | 3 | 194
Accessories - 2 Inch
Supply Air & Outlet Components
|  | UPC-22 | Take-off, Spin-In for 1.5" fiberglass duct board kit | 1 | 5x5x5 | 1 | 40
|  | UPC-23B | Take-off, Spin-in for 1" fiberglass duct board kit | 1 | 5x5x5 | 1 | 37
|  | UPC-28T-1 | TFS, Take-off, for round metal plenum Includes gasket | 1 | 5x5x5 | 1 | 34
|  | UPC-28T-6 | TFS, Take-off, for round metal plenum Includes gasket (6 pcs) | 6 | 8x8x5 | 5 | 157
|  | UPC-28TF-1 | TFS, Take-off, for flat metal plenum Includes gasket | 1 | 5x5x5 | 1 | 34
|  | UPC-28TF-6 | TFS, Take-off, for flat metal plenum Includes gasket (6 pcs) | 6 | 8x8x5 | 5 | 174
|  | UPC-35-15 | Balancing Kit for plenum take-offs | 15 | 5x5x5 | 1 | 86
|  | UPC-36-15 | Balancing Kit 2" for round outlets | 15 | 5x5x5 | 1 | 63
|  | UPC-38TC-1 | Coupling Kit, TFS, 2" Duct, 1 Couplings, makes 1 connection | 1 | 5x5x5 | 1 | 45
|  | UPC-38TC-6 | Coupling Kit, TFS, 2" Duct, 6 Couplings, makes 6 connections | 6 | 10x10x11 | 3 | 260
|  | UPC-38TC-B-1 | Coupling Kit, TFS, 2" Duct, R3.3, Black, 1 Couplings, makes 1 connection | 1 | 5.5x5.5x5.5 | 1 | 45
|  | UPC-38TC-B-6 | Coupling Kit, TFS, 2" Duct, R3.3, Black, 6 Couplings, makes 6 connections | 6 | 10.5x10.5x10.5 | 3 | 254
|  | UPC-38TCR6-B-1 | Coupling Kit, TFS, 2" Duct, R6, Black, 1 Couplings, makes 1 connection | 1 | 8x8x4.375 | 1 | 45
|  | UPC-38TCR6-B-6 | Coupling Kit, TFS, 2" Duct, R6, Black, 6 Couplings, makes 6 connections | 6 | 10.5x10.5x10.5 | 3 | 254
|  | UPC-38TCR6-W-1 | Coupling Kit, TFS, 2" Duct, R6, White, 1 Couplings, makes 1 connection | 1 | 8x8x4.375 | 1 | 45
|  | UPC-38TCR6-W-6 | Coupling Kit, TFS, 2" Duct, R6, White, 6 Couplings, makes 6 connections | 6 | 10.5x10.5x10.5 | 3 | 254
|  | UPC-38TC-W-1 | Coupling Kit, TFS, 2" Duct, R3.3, White, 1 Couplings, makes 1 connection | 1 | 5.5x5.5x5.5 | 1 | 45
|  | UPC-38TC-W-6 | Coupling Kit, TFS, 2" Duct, R3.3, White, 6 Couplings, makes 6 connections | 6 | 10.5x10.5x10.5 | 3 | 254
|  | UPC-42-20 | Plugs, Winter Shut-off for 2" outlets (20/box) | 20 | 5x5x5 | 1 | 45
|  | UPC-45-5 | Deflector, Air, Outlet | 5 | 5x5x5 | 1 | 182
|  | UPC-51 | Hardware Pkg, Outlet Includes (12) toggles and screws | 12 | 5x5x5 | 1 | 36
|  | UPC-52-50 | Clamps, Aluminum Supply Tubing (black) | 50 | 5x5x5 | 1 | 60
|  | UPC-53-50 | Clamps, Sound Attenuator (silver) | 50 | 5x5x5 | 1 | 69
|  | UPC-54 | Pliers, Clamp | 1 | 5x5x5 | 1 | 91
|  | UPC-55-5 | Hole Cutter, fiberglass duct board, 2" ("Cookie-cutter") | 5 | 5x5x5 | 1 | 119
|  | UPC-84-5 | Outlet Kit, Short Rigid 1' Attenuator(for 1" duct board plenum) | 5 | 10x11x17 | 4 | 371
|  | UPC-85-5 | Outlet Kit, Short Rigid 1' Attenuator(for metal plenum) | 5 | 10x11x17 | 4 | 371
|  | UPC-86-5 | Frame-in Kits, 2" | 5 | 10x11x17 | 5 | 162
|  | UPC-88-20 | Screen, Outlet, White | 20 | 5x5x5 | 1 | 65
|  | UPC-88-20-BLK | Screen, Outlet, Black | 20 | 5x5x5 | 1 | 61
|  | A00122-001 | Coupling, AL, 2" | 1 | 5x5x5 | 1 | 6
|  | A00123-001 | Ring, Tape, 3.5" (no slits) | 1 | 5x5x5 | 1 | 3
|  | A00123-005 | Ring, Tape, 5.0" , 2.0" Duct, Red - R6 | 1 | 5x5x5 | 1 | 6
|  | A01102-001 | Plugs, Winter Shut-off (Slotted outlet - UPC-67TA & UPC-68T) | 1 | 5x5x5 | 1 | 5
|  | A01502-001-K05 | Gasket, for underside of 2" round, flanged outlet (5 pcs) | 5 | 5x5x5 | 1 | 35
|  | A01502-001 | Gasket, Round, Flanged Outlet, 2" | 1 | 5x5x5 | 1 | 3
Round Plastic
|  | UPC-56FR-1 | Supply Outlet, Round, Plastic, White, Fire-Rated 1-hour (UL555C) | 1 | 5x5x5 | 1 | 92
|  | UPC-58-1-15 | Supply Outlet, Round, Plastic, 15° Sloped | 1 | 5x5x5 | 1 | 63
|  | UPC-58-1-25 | Supply Outlet, Round, Plastic, 25° Sloped | 1 | 5x5x5 | 1 | 46
All plastic outlets Include toggles and screws
|  | A01729-004 | Supply Outlet, Flangeless, Black | 1 | 5x5x5 | 1 | 7
Slotted Outlet Kits (only available for 2")
|  | UPC-67TA | UPC-67TA, Twist Fit 90° Slotted Outlet, 2", White, 1/2" x 8" opening | 1 | 16x17x4 | 2 | 180
|  | UPC-67-BRKT | Mounting Bracket, Outlet, Slot | 1 | 16x17x4 | 3 | 45
|  | UPC-68T | UPC-68T, Twist Fit Straight Slotted Outlet, 2", White, 1/2" x 8" opening | 1 | 10x10x11 | 2 | 180
|  | UPC-101 | Supply Outlet Kit, Slotted, Plastic, White (for plenum duct) | 1 | 8x8x5 | 1 | 77
|  | UPC-66 | Outlet Assy, Slot, 90deg, Aluminum | 1 | 16x17x4 | 4 | 263
Slotted Plastic Trim Plates (only available for 2")
|  | A00297-001 | Trim Plate for UPC-66/101 (White) | 1 | 8x8x5 | 1 | 8
|  | A00297-002 | Trim Plate for UPC-67TA and UPC-68T (White) | 1 | 8x8x5 | 1 | 8
|  | A00297-002-BLK | Trim Plate Black for, UPC-67TA and UPC-68T | 1 | 8x8x5 | 1 | 8
|  | A00297-002-BRS | Trim Plate Brass for UPC-67TA and UPC-68T | 1 | 8x8x5 | 1 | 8
|  | A00297-002-CHR | Trim Plate Chrome for UPC-67TA and UPC-68T | 1 | 8x8x5 | 1 | 130
A00297-001 and 002 are included in Supply Outlet Kit
Slotted Wood Trim Plates (only available for 2")
|  | A00297-003-B | Trim Plate, Slotted Outlet, Wood, Birch (for UPC-67TA and UPC-68T) | 1 | 16x7x5 | 1 | 128
|  | A00297-003-C | Trim Plate, Slotted, Wood, Cherry (for UPC-67TA and UPC-68T) | 1 | 16x7x5 | 1 | 128
|  | A00297-003-K | Trim Plate, Slotted, Wood, Knotty Pine (for UPC-67TA and UPC-68T) | 1 | 16x7x5 | 1 | 174
|  | A00297-003-MA | Trim Plate, Slotted, Wood, Maple (for UPC-67TA and UPC-68T) | 1 | 16x7x5 | 1 | 125
|  | A00297-003-MH | Trim Plate, Slotted, Wood, Mahogany (for UPC-67TA and UPC-68T) | 1 | 16x7x5 | 1 | 127
|  | A00297-003-PI | Trim Plate, Slotted, Wood, Pine (for UPC-67TA and UPC-68T) | 1 | 16x7x5 | 1 | 145
|  | A00297-003-PO | Trim Plate, Slotted, Wood, Poplar (for UPC-67TA and UPC-68T) | 1 | 16x7x5 | 1 | 125
|  | A00297-003-RO | Trim Plate, Slotted, Wood, Red Oak (for UPC-67TA and UPC-68T) | 1 | 16x7x5 | 1 | 123
|  | A00297-003-WL | Trim Plate, Slotted, Wood, Walnuts (for UPC-67TA and UPC-68T) | 1 | 16x7x5 | 1 | 128
|  | A00297-003-WO | Trim Plate, Slotted, Wood, White Oak (for UPC-67TA and UPC-68T) | 1 | 16x7x5 | 1 | 116
All wood outlets are unfinished
|  | A01057-G01 | Slotted Outlet Extension Kit 4", for UPC-67TA and UPC-68T | 1 | 17x17x5 | 1 | 111
Supply Air Outlets - 2.5 Inch - Standard
Round Plastic
|  | UPC-256 | Supply Outlet, 2.5", Round, Plastic, White | 1 | 5x5x5 | 1 | 29
|  | UPC-256B-BLK | Supply Outlet, 2.5", Round, Plastic, Black | 1 | 5x5x5 | 1 | 85
|  | UPC-256B-BRS | Supply Outlet, 2.5", Round, Plastic, Brass Finish | 1 | 5x5x5 | 1 | 41
|  | UPC-256B-CHR | Supply Outlet, 2.5", Round, Plastic, Chrome Finish | 1 | 5x5x5 | 1 | 29
All plastic outlets Include toggles and screws
|  | A01346-001 | Supply Outlet, 2.5", Flangeless, Black | 1 | 5x5x5 | 1 | 6
Round Wood
|  | UPC-257-B | Supply Outlet, 2.5", Round, Wood, Birch | 1 | 5x5x5 | 1 | 133
|  | UPC-257-C | Supply Outlet, 2.5", Round, Wood, Cherry | 1 | 5x5x5 | 1 | 116
|  | UPC-257-K | Supply Outlet, 2.5", Round, Wood, Knotty Pine | 1 | 5x5x5 | 1 | 264
|  | UPC-257-MA | Supply Outlet, 2.5", Round, Wood, Maple | 1 | 5x5x5 | 1 | 158
|  | UPC-257-MH | Supply Outlet, 2.5", Round, Wood, Mahogany | 1 | 5x5x5 | 1 | 147
|  | UPC-257-PI | Supply Outlet, 2.5", Round, Wood, Pine | 1 | 5x5x5 | 1 | 189
|  | UPC-257-PO | Supply Outlet, 2.5", Round, Wood, Poplar | 1 | 5x5x5 | 1 | 110
|  | UPC-257-RO | Supply Outlet, 2.5", Round, Wood, Red Oak | 1 | 5x5x5 | 1 | 170
|  | UPC-257-WL | Supply Outlet, 2.5", Round, Wood, Walnut | 1 | 5x5x5 | 1 | 197
|  | UPC-257-WO | Supply Outlet, 2.5", Round, Wood, White Oak | 1 | 5x5x5 | 1 | 158
Supply Air Components - 2.5 Inch - Standard
SmartDuct™
|  | UPC-226H-5 | SmartDuct, 2.5"x12' (5 PCS) | 5 | 24x24x23 | 28 | 506
R-4.2
|  | UPC-226H-R4-5 | SmartDuct, 2.5"x12', R4 (5 PCS) | 5 | 24x24x23 | 32 | 596
|  | UPC-226DH-R4-5 | SmartDuct, 2.5"x12', R4, Double Barrier (5 PCS) | 5 | 24x24x23 | 28 | 644
R-6
|  | UPC-226H-R6-5 | SmartDuct, 2.5"x12', R6 (5 PCS) | 5 | 26x26x33 | 36 | 808
R-8
|  | UPC-226H-R8-5 | SmartDuct, 2.5"x12', R8 (5 PCS) | 5 | 26x26x33 | 40 | 939
Sound Attenuator
|  | UPC-226-5 | Sound Attenuator Tubing, 2.5" ID x 12'L R-3.3(60 ft total) | 5 | 24x24x23 | 28 | 658
|  | UPC-226-R4-5 | Sound Attenuator Tubing, 2.5" ID x 12'L, R-4.2 (60 ft total) | 5 | 24x24x23 | 32 | 775
|  | UPC-226-R6-5 | Sound Attenuator Tubing, 2.5" ID x 12'L, R-6.0 (60 ft total) | 5 | 26x26x33 | 36 | 1050
|  | UPC-226-R8-5 | Sound Attenuator Tubing, 2.5" ID x 12'L, R-8.0 (60 ft total) | 5 | 26x26x33 | 40 | 1221
|  | UPC-226D-R4-5 | Sound Attenuator, Double Vapor Barrier, 2.5"x12' R-4.2 (5 pcs) | 5 | 24x24x23 | 28 | 837
Aluminum Supply
|  | UPC-225-1 | Supply Tubing, Aluminum, 2.5" ID x 25'L, R-3.3 single length | 1 | 32x31x4 | 9 | 232
|  | UPC-225-3 | Supply Tubing, Aluminum, 2.5" ID x 25'L R-3.3 (75 ft total) | 3 | 34x34x12 | 30 | 612
|  | UPC-225-R4-3 | Supply Tubing, Aluminum, 2.5" ID x 25'L, R-4.2 (75 ft total) | 3 | 34x34x12 | 58 | 772
|  | UPC-225-R6-3 | Supply Tubing, Aluminum, 2.5" ID x 25'L, R-6.0 (75 ft total) | 3 | 38x38x19 | 58 | 1044
|  | UPC-225-R8-3 | Supply Tubing, Aluminum, 2.5" ID x 25'L, R-8.0 (75 ft total) | 3 | 38x38x19 | 61 | 1142
Install Kits
Metal
|  | UPC-280M-1 | Outlet Kit, 2.5", Metal Plenum (single outlet) Includes Supply Outlet, 12' R-3.3 Attenuator Tube, Metal Plenum Take Off, Winter Shutoff Cap, (2) Scrim Core Clamps(silver), (2)Aluminum Clamps(black), Coupling with Tape Rings, (1) Balancing Orifice Kit | 1 | 26x22x5 | 5 | 223
|  | UPC-280MF-1 | Installation Kit, 2.5" Flat Metal Plenum, 1/box | 1 | 24x24x6 | 5 | 219
|  | UPC-280MR6-1 | Outlet Kit, 2.5", Metal Plenum (single outlet) Includes Supply Outlet, 12' R-6 Attenuator Tube, Metal Plenum Take Off, Winter Shutoff Cap, (2) Scrim Core Clamps, (2) Aluminum Clamps and a Coupling with Tape Rings, Balancing Orifice Kit | 1 | 26x22x5 | 8 | 358
|  | UPC-289M-5 | Installation Kit, 2.5", Round Metal Plenum (5 outlets) Includes (5) Supply Outlets, (5) Metal Take Offs, (5) Winter Supply Shutoff Caps, (10) Scrim Core Clamps(silver), (10) Toggles and Screws, (10) Aluminum Core Clamps (black), (1) Balancing Orifice Kit, (5) Couplings with (10) Tape Rings | 5 | 10x10x10 | 5 | 378
|  | UPC-289MF-5 | Installation Kit, 2.5", Rectangular Metal Plenum (5 outlets) Includes (5) Supply Outlets, (5) Metal Take Offs, (5) Winter Supply Shutoff Caps, (10) Scrim Core Clamps(silver), (10) Toggles and Screws, (10) Aluminum Core Clamps (black), (1) Balancing Orifice Kit, (5) Couplings with (10) Tape Rings | 5 | 14x14x14 | 8 | 378
Remember - With 2.5", fewer outlets are needed for same airflow.
Accessories - 2.5 Inch
Supply Air & Outlet Components
|  | UPC-228 | Take-off, 2.5" for round metal plenum (Includes gasket) | 1 | 5x5x5 | 1 | 48
|  | UPC-228F | Flat Take-off, 2.5" for square metal plenum (Includes gasket) | 1 | 5x5x5 | 1 | 51
|  | UPC-235-5 | 2.5" Balancing Kit for plenum take-offs | 5 | 5x5x5 | 1 | 98
|  | UPC-238-10 | Coupling, Duct, 2.5" Includes Clamps (makes 10 couplings/box) | 10 | 10x10x11 | 3 | 263
|  | UPC-242-20 | Winter shut-off plug, 2.5" Round Outlet, 20pk | 20 | 5x5x5 | 1 | 45
|  | UPC-245-5 | Deflector, Air, 2.5" Outlet | 5 | 5x5x5 | 1 | 177
|  | UPC-252-50 | Clamps, 2.5" Aluminum Supply Tubing (black) | 50 | 5x5x5 | 1 | 123
|  | UPC-253-50 | Clamps, 2.5" Sound Attenuator (silver) | 50 | 5x5x5 | 1 | 123
|  | UPC-286-5 | Frame-in Kits, 2.5" | 5 | 10x11x17 | 5 | 187
|  | UPC-288-20 | Screen, Outlet, 2.5", White | 20 | 5x5x5 | 1 | 89
|  | UPC-288-20-BLK | Screen, Outlet, 2.5", Black | 20 | 5x5x5 | 1 | 72
|  | A00123-003 | Ring, Tape, 4.0" (no slits) | 1 | 5x5x5 | 1 | 5
|  | A00123-006 | Ring, Tape, 5.0", 2.5" Duct, Red - R6 | 1 | 5x5x5 | 1 | 6
|  | A01502-002-K05 | Gasket, Round, Flanged Outlet, 2.5" (5 pieces) | 5 | 5x5x5 | 1 | 36
|  | A01502-002 | Gasket, Round, Flanged Outlet, 2.5" | 1 | 5x5x5 | 1 | 3
Unico Plenum
Unico Plenum
|  | USM-01 | Duct,Galv,7Dx5'x28GA (1 piece) | 1 | 11x11x63 | 10 | please call for pricing
|  | USM-02 | Duct,Galv,9Dx5'x28GA (1/piece) | 1 | 11x11x63 | 10 | please call for pricing
|  | USM-03 | Elbow,Galv,7Dx28 GA. (1/piece) | 1 | 23x15x14 | 5 | please call for pricing
|  | USM-04 | Elbow,Galv,9Dx28GA. (1/piece) | 1 | 23x15x14 | 5 | please call for pricing
|  | USM-05 | End Cap,Galv,Uncrmp,7" I.D. (1/piece) | 1 | 23x15x14 | 5 | please call for pricing
|  | USM-06 | End Cap,Galv,Uncrmp,9" I.D. (1/piece) | 1 | 23x15x14 | 5 | please call for pricing
|  | USM-07 | Tee,Galv,7Dx28GA (1/piece) | 1 | 23x15x14 | 5 | please call for pricing
|  | USM-08 | Tee,Galv,9Dx28GA (1/piece) | 1 | 23x15x14 | 5 | please call for pricing
|  | USM-09 | Tee,Reducer,Galv, 9x7x7x28GA (1/piece) | 1 | 23x15x14 | 5 | please call for pricing
|  | USM-10 | Insul,Sleeve,Silver,7Dx5'x2" R6 (1/piece) | 1 | 23x15x14 | 5 | please call for pricing
|  | USM-10-R8 | Insul,Sleeve,Silver,7Dx5'x2" R8 (1/piece) | 1 | 23x15x14 | 5 | please call for pricing
|  | USM-11 | Insul,Sleeve,Silver,9Dx5'x2" R6 (1/piece) | 1 | 23x15x14 | 5 | please call for pricing
|  | USM-11-R8 | Insul,Sleeve,Silver,9Dx5'x2" R8 (1/piece) | 1 | 23x15x14 | 5 | please call for pricing
|  | USM-12 | Reducer,Galv,9x7x28GA (1/piece) | 1 | 23x15x14 | 5 | please call for pricing
|  | USM-13 | Duct,Galv,10Dx5'x28GA (1/piece) | 1 | 12x12x63 | 10 | please call for pricing
|  | USM-14 | Elbow,Galv, 10" (1/piece) | 1 | 23x15x14 | 5 | please call for pricing
|  | USM-15 | Tee,Galv, 10" (1/piece) | 1 | 23x15x14 | 5 | please call for pricing
|  | USM-16 | Insul,Sleeve,Silver, 10Dx5'x2" R6 (1/piece) | 1 | 23x15x14 | 5 | please call for pricing
|  | USM-16-R8 | Insul,Sleeve,Silver, 10Dx5'x2" R8 (1/piece) | 1 | 23x15x14 | 5 | please call for pricing
|  | USM-17 | Reducer,Galv, 10" X 9" (1/piece) | 1 | 23x15x14 | 5 | please call for pricing
|  | USM-18 | End Cap,Galv, Galv, 10" (1/piece) | 1 | 23x15x14 | 5 | please call for pricing
|  | USM-19 | Tee,Galv, Reducer, 10 X 9 X 9" (1/piece) | 1 | 23x15x14 | 5 | please call for pricing
Electric Furnace and Replacement Parts
Single Phase 240V
|  | WON0202-C | Furnace, Electric, 2 kW, 1P/230V (matches all models)** | 1 | 16x20x29 | 22 | 958
|  | WON0502-C | Furnace, Electric, 5 kW, 1P/230V (matches all models)** | 1 | 16x20x29 | 22 | 1005
|  | WON0752-C | Furnace, Electric, 7.5 kW, 1P/230V (matches all models)** | 1 | 16x20x29 | 29 | 1138
|  | WON1002-C | Furnace, Electric, 10 kW, 1P/230V (matches 2430, 3036, 3642 4860)** | 1 | 16x20x29 | 35 | 1241
|  | WON1502-C | Furnace, Electric, 15 kW, 1P/230V (matches 2430, 3036, 3642, 4860)** | 1 | 16x20x29 | 36 | 2054
|  | WON2002-C | Furnace, Electric, 20 kW, 1P/230V (matches 3036, 3642, 4860)** | 1 | 39x19x13 | 51 | 2256
Three Phase 240V
|  | WON0754-C | Furnace, Electric, 7.5 kW, 3P/230V (matches all models)** | 1 | 16x20x29 | 29 | 1218
|  | WON1004-C | Furnace, Electric, 10 kW, 3P/230V (matches 2430, 3036, 3642, 4860)** | 1 | 16x20x29 | 28 | 1542
|  | WON1504-C | Furnace, Electric, 15 kW, 3P/230V (matches 2430, 3036, 3642, 4860)** | 1 | 16x20x29 | 36 | 2072
Accessories
|  | A01007-G01 | Adapter, Supply, WON Heater, 7" diameter | 1 | 13x13x4 | 2 | 91
|  | A01007-G02 | Adapter, Supply, WON Heater, 9" diameter | 1 | 13x13x4 | 2 | 91
|  | A01007-G03 | Adapter, Supply, WON Heater, 10" diameter** | 1 | 13x13x4 | 2 | 69
|  | A01008-G01 | Adapter, Supply, WON Heater, (for 6.5" sq. fiberglass) | 1 | 13x13x3 | 2 | 89
|  | A01008-G02 | Adapter, Supply, WON Heater, (for 8.5" sq. fiberglass) | 1 | 13x13x3 | 4 | 91
** WON Electric Furnace comes with both 10" Dia and 9.5" sq. supply adapter, mounting collar, and restrictor plate.
Replacement Parts
|  | A00257-001 | Fuse Link (for WUN series - Temp. 305.6°F/152°C | 1 | 5x5x5 | 1 | 25
|  | A00257-002 | Fuse Link (for WON series - Temp. 249.8°F/121°C | 1 | 5x5x5 | 1 | 34
|  | A00802-003 | Fan Interlock Relay, 1-pole | 1 | 5x5x5 | 1 | 69
|  | A01011-001 | Auto Limit, L-145 (WUN series) | 1 | 5x5x5 | 1 | 39
|  | A01011-002 | Auto Limit, 2-PL65 (WON series) | 1 | 5x5x5 | 1 | 77
|  | A01012-001 | Sequencer, 1-pole (WUN or WON series) | 1 | 5x5x5 | 1 | 90
|  | A01012-002 | Sequencer, 2-pole (WUN or WON series) | 1 | 5x5x5 | 1 | 112
|  | A01013-001 | Contactor, Heater Element, 1-pole | 1 | 5x5x5 | 1 | 94
|  | A01013-002 | Contactor, Heater Element, 2-pole | 1 | 5x5x5 | 1 | 91
|  | A01051-215 | Breaker, 2-pole, 15 amp (blower circuit - WON series) | 1 | 5x5x5 | 1 | 263
|  | A01051-250 | Breaker, 2-pole, 50 amp (WON**02 series) | 1 | 5x5x5 | 1 | 254
|  | A01241-001 | Jumper Bar, Heater, 4 pole | 1 | 5x5x5 | 1 | 107
|  | A01241-002 | Jumper Bar, Heater, 6 pole | 1 | 5x5x5 | 1 | 154
|  | A01484-001 | Relay, 1 Pole (Requires A01485 rectifier) | 1 | 5x5x5 | 1 | 27
|  | A01484-002 | Relay, 2 Pole (Requires A02141 rectifier) | 1 | 5x5x6 | 1 | 64
|  | A01485-001 | Rectifier, 5 Second Delay - CRR9-5 (Requires A01484-001 relay) | 1 | 5x5x5 | 1 | 19
|  | A01485-003 | Rectifier, 9 Second Delay - CRR9-9 (Requires A01484-001 relay) | 1 | 5x5x5 | 1 | 19
|  | A01673-001 | Air Pressure Switch | 1 | 5x5x5 | 1 | 209
|  | A01674-K01 | Air Pressure Switch (Upgrade Kit Electric Furnace) | 1 | 5x5x5 | 1 | 157
Electric Furnace and Replacement Parts, continued
Replacement Parts Cont.
|  | A02401-G01 | Stack, Element, Complete, 3.75 (No Revision - Model # WON0752) | 1 | 10x10x10 | 3 | 225
|  | A02401-G04 | Stack, Element, Complete, 4.8k (No Revision - Model # WON0502, WON1002, WON1502 and WON2002 | 1 | 10x10x10 | 3 | 225
|  | A02401-G08 | Stack, Element, Complete, 4.8k (Revision A - Model #'s WON0502-A, WON1002-A, WON1502-A and WON2002-A) | 1 | 10x10x10 | 3 | 225
|  | A02401-G08X | Heater Element Stack, Complete, 2 Section, 4.8kW each section (Revision A - Model # WON1002-A) | 1 | 10x10x10 | 6 | 449
|  | A02401-G13 | Stack, Element, Complete, 4.8k (Revision B or C - Model #'s WON0502-B or C, WON1002-B or C, WON1502-B or C and WON2002-B or C | 1 | 10x10x10 | 3 | 225
|  | A02401-G13X | Heater Element Stack, Complete, 2 Section, 4.8kW each section (Revision B and C - Model # WON1002-B or C) | 1 | 16.75x11x 9 | 6 | 449
|  | A02401-G14X | Heater, Element Stack, Complete, 3 Section, 4.8kW each section (Revision B and C - Model # WON1502-B or C) | 1 | 16.75x11x 9 | 9 | 674
|  | A02401-G15X | Heater Element Stack, Complete, 4 Section, 4.8kW each section (Revision B and C - Model # WON2002-B or C) | 1 | 16.75x11x9 | 12 | 899
|  | A02141-001 | Rectifier, 5 Second Delay (Requires A01484-002 relay) | 1 | 5x5x6 | 1 | 19
|  | A02141-003 | Rectifier, 9 Second Delay, (WON0752-C, 1002-C, 1502-C) (Requires A01484-002 relay) | 1 | 5x5x5 | 1 | 19
|  | A02141-005 | Rectifier, 18 Second Delay, (All WON1502-C, 2002-C) (Requires A01484-002 relay) | 1 | 5x5x5 | 1 | 19
Accessories
Thermostats
|  | A00915-G03 | Thermostat, Universal, Single-Stage 1-Heat/1-Cool, Programmable | 1 | 8x8x4 | 2 | 188
|  | A00915-G04 | Thermostat, Universal, Multi-Stage 2-Heat/1-Cool, Programmable | 1 | 8x8x4 | 2 | 307
|  | A00915-G05 | Thermostat, Universal, Multi-Stage, Touch-Screen, 3-Heat/2-Cool, Programmable | 1 | 8x8x4 | 2 | 599
Round Plenum
|  | UPC-19V-090707 | Tee, Reducer, Galv., 9" x 7" x 7" (with Turning Vane) | 1 | 23x15x13 | 4 | 211
|  | UPC-19V-100909 | Galvanized Reducer Tee, 10" x 9" x 9" (with turning vane) | 1 | 23x15x13 | 5 | 202
|  | UPC-11-07R-4 | Turning Vane, Round Duct, 7" | 4 | 10x10x11 | 5 | 596
|  | UPC-11-09R-4 | Turning Vane, Round Duct, 9" | 4 | 13x13x10.5 | 5 | 569
|  | UPC-11-10R-4 | Turning Vane, Round Duct, 10" | 4 | 13x13x10.5 | 5 | 476
Tools
|  | MT-4615 | Air Velocity Meter | 1 | 8x8x5 | 1 | 168
Duct Tape
|  | UPC-17 | Tape, Thermal (iron on), UL 181A-H, 3" x 350' | 1 | 8x8x4 | 2 | 155
|  | UPC-17B-FX | Tape, Pressure Sensitive (aluminum), UL 181A-P - 181B-F/X, 2.5" x 180' | 1 | 8x8x4 | 2 | 89
Square Plenum
|  | UPC-62 | Adapter Kit, Supply Collar, 8.5" sq | 1 | 10x10x2.5 | 2 | 122
Replacement Parts
Mild Weather Kits
|  | UPC-65X | Mild Weather Kits, R-410A only (recommended for heat pumps) | 1 | 5x5x5 | 1 | 234
|  | UPC-65 | Mild Weather Kits, R-22 only (recommended for heat pumps) | 1 | 5x5x5 | 1 | 135
Coil Assembly
Note: replacement coil assemblies do NOT ship with valves
|  | A00326-K01 | Coil Assy, M1218CL-E, Non-Coated | 1 | 26x13x19 | 26 | 885
|  | A00326-K02 | Coil Assy, M1218CL-E, E-Coated | 1 | 26x13x20 | 26 | 1179
|  | A00326-K03 | Coil Assy, M1218CL2-E, Non-Coated, For 1218 coil w/ Chatleff threads | 1 | 26x13x19 | 26 | 885
|  | A00326-K04 | Coil Assy, M1218CL2-E, E-Coated, For 1218 coil w/ Chatleff threads | 1 | 26x13x20 | 26 | 1179
|  | A00397-K01 | Coil Assy, Chilled Water, U1218, M1218 | 1 | 26x13x20 | 26 | 746
|  | A00791-K04 | Coil Assy, M2430CR1-E or MC2436C-A or MC2430C,X, E-Coated | 1 | 30x14x22 | 32 | 1239
|  | A00793-K01 | Coil Assy, M2430CL1-E or MC2436H or MC2430H,X | 1 | 30x14x22 | 34 | 1183
|  | A00793-K03 | Coil Assy, M2430CL1-E or MC2436H or MC2430H,X, E-Coated | 1 | 30x14x22 | 34 | 1516
|  | A00793-K04 | Coil Assy, M2430CR1-E,X, E-Coated | 1 | 30x14x22 | 34 | 1364
|  | A00792-K01 | Coil Assy, M3642CL1-E or MC4260H or MC3642H,X | 1 | 43x14x22 | 52 | 1394
|  | A00792-K03 | Coil Assy, M3642CL1-E or MC4260H or MC3642H,X, E-Coated | 1 | 43x14x22 | 52 | 1892
|  | A00792-K04 | Coil Assy, M3642CR1-E,X, E-Coated | 1 | 43x14x22 | 52 | 1808
|  | A00811-K01 | Coil Assy, M4860CL1-B or MC4860C,X | 1 | 45x29x20 | 52 | 1630
|  | A00811-K02 | Coil Assy, M4860CL1-B or MC4860C,X, E-Coated | 1 | 45x29x20 | 52 | 2295
|  | A01126-K01 | Coil Assy, Chilled Water, M4860CL1-C or MC4860W | 1 | 45x29x20 | 58 | 1992
|  | A01835-K02 | Coil Assy Kit, M2430CL-A (iSeries) | 1 | 30x14x22 | 29 | 1271
|  | A01665-K02 | Coil Assy Kit, M2430CL-C (Chilled Water Coil) | 1 | 30x14x22 | 42 | 1373
|  | A01858-K01 | Coil Assy Kit, M3036CL-A (iSeries) | 1 | 35x14x22 | 42 | 1497
|  | A01665-K01 | Coil Assy Kit, M3036CL-C (Chilled Water Coil) | 1 | 35x14x22 | 42 | 1576
|  | A01736-K02 | Coil Assy Kit, M3036CL-E | 1 | 35x14x22 | 29 | 1511
|  | A01736-K04 | Coil Assy Kit, M3036CL-E, E-Coated | 1 | 35x14x22 | 29 | 1842
|  | A01736-K05 | Coil Assy Kit, M3036CR-E, E-Coated | 1 | 35x14x22 | 29 | 1909
Replacement Parts, continued
Coil Assembly, continued
|  | A01665-K03 | Coil Assy Kit, M3642CL-C (Chilled Water Coil) | 1 | 43x14x22 | 42 | 1919
|  | A01948-G01 | Coil Assy, V2430-B | 1 | 23x23x22 | 30 | 1338
|  | A01948-G01-C | Coil Assy, V2430-B, E-Coated | 1 | 23x23x22 | 30 | 1670
|  | A01914-G01 | Coil Assy, V2430-H | 1 | 25x20x17 | 30 | 1728
|  | A01914-G01-C | Coil Assy, V2430-H, E-Coated | 1 | 25x20x17 | 30 | 2060
|  | A01951-G01 | Coil Assy, V3036-B | 1 | 29x21x17 | 34 | 1429
|  | A01951-G01-C | Coil Assy, V3036-B, E-Coated | 1 | 29x21x17 | 34 | 1760
|  | A01950-G01 | Coil Assy, V3036-E | 1 | 29x21x17 | 34 | 1888
|  | A01950-G01-C | Coil Assy, V3036-E, E-Coated | 1 | 29x21x17 | 34 | 2218
|  | A01958-G01 | Coil Assy, V3642-B | 1 | 32x30x24 | 40 | 1644
|  | A01958-G01-C | Coil Assy, V3642-B, E-Coated | 1 | 32x30x24 | 40 | 2140
|  | A01957-G01 | Coil Assy, V3642-E | 1 | 32x30x24 | 38 | 2057
|  | A01957-G01-C | Coil Assy, V3642-E, E-Coated | 1 | 32x30x24 | 38 | 2557
|  | A02389-G01 | Coil Assy, V2430-C (Chilled Water) | 1 | 34x16x18 | 29 | 1745
|  | A02395-G01 | Coil Assy, V3036-C (Chilled Water) | 1 | 29x22x18 | 36 | 1931
|  | A02396-G01 | Coil Assy, V3642-C (Chilled Water) | 1 | 28x21x20 | 36 | 2131
|  | A02735-G01 | Line, Liquid 1218 (For M1218CL2-E which has chatleff connections) | 1 | 5x5x5 | 1 | 53
|  | A01023-G01 | Line, Liquid, AC, 2430, 3036, 3642 | 1 | 5x5x5 | 1 | 55
|  | A01024-G01 | Line, Liquid, HP, 2430, 3036, 3642 | 1 | 5x5x5 | 1 | 30
|  | A01044-G01 | Line, Liquid, 4860 | 1 | 5x5x5 | 1 | 22
TX Valves and parts
|  | A00031-003 | Valve, TX, R-22, IVE-2.5-GA, MC2436/HP2436 sweat | 1 | 5x5x5 | 2 | 217
|  | A00031-004 | Valve, TX, R-22, IVE-4-GA, MC4260/HP4860 sweat | 1 | 5x5x5 | 2 | 216
|  | A00366-002 | Valve, TX, R-410A, CBIZE-1.5 (U1218, M1218), flare, (AC/HP) | 1 | 5x5x5 | 2 | 175
|  | A00809-001 | Seal, TXV, O-Ring, Teflon | 1 | 5x5x5 | 1 | 5
|  | TXV-2T-410 | TX Valve Kit, Chatleff, 2 ton, R410a, for indoor 1218 or 2430 coil replacement only | 1 | 5x5x5 | 2 | 184
|  | TXV-3T-410 | TX Valve Kit, Chatleff, 3 ton, R410a, for indoor 3036 or 3642 coil replacement only | 1 | 5x5x5 | 2 | 184
|  | TXV-4T-410 | TX Valve Kit, Chatleff, 4 ton, R410a, for indoor 4860 coil replacement only | 1 | 5x5x5 | 2 | 201
Control Box
|  | A00175-K03 | Control Box Assembly (ST2 models) | 1 | 11x11x5 | 10 | 493
|  | A00175-K04 | Control Box Assembly (ACB models) includes A00987-G01 wiring harness | 1 | 15x8x5.5 | 6 | 858
|  | A00175-K07 | SCB Control Box Assembly for 120/230V (EC1/EC2 model) | 1 | 15.5x6.5x5 | 6 | 1076
|  | A00175-K07-W1 | SCB Control Box Assembly for 120/230V, (EC1/EC2) AHU, Vertical | 1 | 15x8x6 | 10 | 1100
|  | A00175-K16 | Control Box Replacement (M1218ST2 models) | 1 | 11x11x5 | 10 | 820
|  | A01469-K03 | Circuit Board, SCB (All EC1 & EC2 Products) | 1 | 11x11x5 | 6 | 586
|  | A01470-K01 | Control Board, USB for SCB (daughter board) | 1 | 5x5x5 | 1 | 98
|  | A01802-K01 | Circuit Board, Replacement Board for all blowers with ACB | 1 | 10x10x5 | 3 | 620
|  | A00985-G01 | Harness, adapter, ACB to MP motor | 1 | 5x5x5 | 1 | 43
|  | A01473-G01 | Harness, Wire, SCB/USB to ECM wiring harness (A02624-G01) | 1 | 5x5x5 | 1 | 65
|  | A01474-G01 | Harness, Wire, SCB to USB | 1 | 5x5x5 | 1 | 39
|  | A01525-G01 | Cable Extension, ECM (CE), 59" | 1 | 10x10x11 | 3 | 747
|  | A02624-G01 | Harness, Wiring, ECM 120/208/230V | 1 | 5x5x5 | 1 | 53
|  | A02622-K01 | ECM Tester Kit | 1 | 5x5x5 | 1 | 34
|  | A02701-K01 | Dual voltage transformer, 120-208-230V/24V, For all model blowers | 1 | 5x5x5 | 1 | 87
When ordering a replacement wire harness for EC motor, please contact Customer Service.
|  | A00795-001 | Control, Variable Speed, 5 amp (for A00175-G02) | 1 | 5x5x5 | 1 | 177
|  | A01002-013 | Slow blow fuse, 2.5 amps (for ACB boards) | 1 | 5x5x5 | 1 | 4
|  | A01412-001 | Slow blow fuse, 2 amps (for SCB & ACB2 boards) | 1 | 5x5x6 | 1 | 4
Motors
|  | A01018-G20 | Motor Kit, 1218, 2430 ,EC (A01426-002, A02523-002) | 1 | 10x10x10 | 20 | 1066
|  | A01018-G21 | Motor Kit, 3036/3642/4860 ,EC (A01426-003, A02523-003) | 1 | 10x10x10 | 20 | 1431
|  | A00138-001 | Motor, MB2436L 1625 RPM, 1/2 HP (capacitor included) (8WV09) | 1 | 10x10x11 | 21 | 446
|  | A00139-001 | Motor, MB4260L 1625 RPM, 1 HP (capacitor included) (9AKR6) | 1 | 10x10x11 | 23 | 537
|  | A01373-G01 | Motor mount kit, U1218, M1218 | 1 | 10x10x11 | 2 | 88
|  | A01373-G02 | Motor mount kit, M2430, M3642, M3036, M4860 | 1 | 10x10x11 | 2 | 74
|  | A01018-G01 | Motor, M1218 (3-speed) (7.5uf capacitor included) (A00331-001) | 1 | 10x10x11 | 18 | 478
|  | A01018-G05 | Motor, M2430BL1-ST2 (10uf capacitor included) (A00579-002) | 1 | 10x10x11 | 20 | 508
|  | A01018-G09 | Motor, M3036BL1-ST2, M3642BL1-ST2 and M4860BL1-ST2 (10uf capacitor included) (9MTVBC) (A00579-003) | 1 | 10x10x11 | 23 | 566
|  | A01018-G03 | Motor, MP High, M1218+CB (10uf capacitor included) (A00974-001) | 1 | 10x10x11 | 23 | 512
|  | A01018-G07 | Motor, MP High, MB2430L+CB (10uf capacitor included) (A00975-001) | 1 | 10x10x11 | 20 | 542
|  | A01018-G14 | Motor, MP High Eff. MB3642L+CB & MB4860L+CB (10uf cap included) (A00975-002) | 1 | 10x10x11 | 23 | 600
MP High Efficiency Motor is compatible with Advanced Control Board Only
EC Variable Speed Motor is Compatible with SMART Control Board Only
High Speed Blower Module and Parts
|  | A00054-001 | Motor, MB2436H, HP2436, VP2436 3450 RPM, .5HP(cap. included) (8WV20) | 1 | 10x10x11 | 21 | 474
|  | A00141-001 | Motor, MB4260H, HP4860, VP4860 3450 RPM, 1 HP (cap. included) (8WV21) | 1 | 10x11x11 | 25 | 618
|  | A00036-002 | Wheel, Blower, 6.3D x 3.8W SWSI (VP / HP4860) | 1 | 10x10x11 | 4 | 158
|  | A00082-002 | Wheel, Blower, 6.3D x 2.0W SWSI (MB2436H & VP/HP 2436) | 1 | 10x10x9 | 4 | 205
|  | A00082-004 | Wheel, Blower, 6.3D x 3.3W SWSI (MB4260H) | 1 | 10x10x10 | 4 | 216
Replacement Parts, continued
Restrictor Plate
|  | A00533-001 | Plate, Restrictor, Round Duct, M2430BL1-ST2 | 1 | 8x8x4 | 1 | 14
|  | A00589-001 | Plate, Restrictor, Round Duct, M3036BL1-ST2 and M3642BL1-ST2 | 1 | 10x10x3 | 1 | 14
|  | A00590-001 | Plate, Restrictor, Round Duct, M4860BL1-ST2 | 1 | 11x11x5 | 1 | 13
|  | A00590-002 | Plate, Restrictor (for all WON series heaters) | 1 | 13x13x3 | 1 | 21
|  | A00921-001 | Plate, Restrictor, Square Duct, M2430BL1-ST2 | 1 | 8x8x4 | 1 | 14
|  | A00922-001 | Plate, Restrictor, Square Duct, M3036BL1-ST2 and M3642BL1-ST2 | 1 | 10x10x3 | 1 | 14
|  | A00923-001 | Plate, Restrictor, Square Duct, M4860BL1-ST2 | 1 | 13x13x3 | 1 | 21
Blower Wheels
|  | A00584-K03 | Wheel, Blower, EC, M2430BL1-EC2/1 | 1 | 10x10x11 | 4 | 138
|  | A00582-K03 | Wheel, Blower, EC, M3642BL1-EC2/1, M3036BL1-EC2/1 | 1 | 10x10x11 | 4 | 160
|  | A00580-K03 | Wheel, Blower, EC, M4860BL1-EC2/1 | 1 | 10x10x11 | 4 | 147
|  | A00757-001 | Wheel, Blower, 9.5D x 1.50 SWSI (U1218, M1218), for ACB, EC2/1, and ST2 | 1 | 10x10x11 | 4 | 162
|  | A00137-001 | Wheel, Blower, 9.5D x 3.00 SWSI (MB2436L) | 1 | 10x10x11 | 4 | 141
|  | A00137-002 | Wheel, Blower, 9.5D x 4.50 SWSI (MB4260L) | 1 | 10x10x11 | 4 | 151
|  | A00584-K01 | Wheel, Blower, 9.5D x 3.75 DWDI (M2430BL1-ST2 & +CB) | 1 | 10x10x11 | 4 | 110
|  | A00582-K01 | Wheel, Blower, 9.5D x 5.00 DWDI (M3036 and 3642BL1-ST2 & +CB) | 1 | 10x10x11 | 4 | 120
|  | A00580-K01 | Wheel, Blower, 9.5D x 7.75 DWDI (M4860BL1-ST2 & +CB) | 1 | 10x10x11 | 4 | 124
Capacitors
|  | A00351-003 | Capacitor, Oval, 10 mfd (for motors A001018-G03, G05, G07, G09, G14) | 1 | 5x5x5 | 1 | 45
|  | A00351-001 | Capacitor, Oval, 7.5 mfd (for motor A01018-G01) | 1 | 5x5x5 | 1 | 21
Relays and Switches
|  | A00244-K01 | AFS Bypass Relay Kit | 1 | 5x5x5 | 1 | 69
|  | A00056-G02 | Relay, Fan (for MB2436, MB4260 & all 1218 and BL2 ST2 model) | 1 | 5x5x5 | 1 | 61
|  | A00802-001 | Relay, Fan (for M2430, 3036, 3642 and 4860 ST2 models) | 1 | 5x5x5 | 1 | 36
|  | A00060-K03 | AFS (Anti Frost Switch), Single (for MC2436, MC4260 & M1218) | 1 | 5x5x5 | 1 | 63
|  | A00060-K04 | AFS (Anti Frost Switch), Double (for all refrigerant coils) | 1 | 5x5x5 | 1 | 88
U-Traps
|  | A00924-G05 | Kit, U-Trap w/Float Switch, Cooling Module (EZT - 241-3/4") | 1 | 10x10x11 | 4 | 125
|  | A00924-G06 | Kit, U-Trap w/Float Switch, M1218 (EZT - 242-1/2") | 1 | 10x10x11 | 4 | 128
Return Filter Grilles
|  | A00051-005 | Grille, Filter, UPC-01-1218, 14" x 20" | 1 | 25x22x5 | 4 | 126
|  | A00051-003 | Grille, Filter, UPC-01-2430, 14" x 25" | 1 | 30x22x5 | 4 | 148
|  | A00051-004 | Grille, Filter, UPC-01-3036, UPC-01-3642, 14" x 30" | 1 | 34x19x8 | 4 | 193
|  | A00051-006 | Grille, Filter, UPC-01-4860, 24" x 30" | 1 | 35x35x12 | 6 | 260
|  | A00051-007 | Grille, Filter, UPC-01-4860NC, 20" x 30" | 1 | 35x35x12 | 6 | 204
Misc. Panels, Latches & Gaskets
|  | A00218-002 | Panel, Access, Modular, Solid | 1 | 16x17x4 | 2 | 18
|  | A00176-002 | Latch, Keeper | 1 | 5x5x5 | 1 | 4
|  | A00176-001 | Latch, Draw | 1 | 5x5x5 | 1 | 5
Primary Drain Pans
|  | A00095-K01 | Primary Drain Pan M2430 | 1 | 23x8x17 | 10 | 145
|  | A00095-K02 | Primary Drain Pan M3642 | 1 | 33x8x17 | 10 | 158
|  | A00095-K05 | Primary Drain Pan M3036 | 1 | 31x7x4 | 10 | 149
|  | A00332-K01 | Primary Drain Pan U1218, M1218 | 1 | 23x9x17 | 15 | 389
|  | A00835-G01 | Primary Drain Pan M4860 | 1 | 42x18x26 | 25 | 404
Motor and Control Board Upgrade Kits
Upgrade Kit to EC Motor & S.M.A.R.T. Control Board (SCB)
|  | A01543-K22 | Kit, Upgrade, SCB with EC Motor, for M2430 | 1 | 16x20x29 | 20 | 2360
|  | A01543-K23 | Kit, Upgrade, SCB with EC Motor, for M3642 | 1 | 16x20x29 | 20 | 2691
|  | A01543-K24 | Kit, Upgrade, SCB with EC Motor, for M4860 | 1 | 16x20x29 | 20 | 2744
|  | A01543-K25 | Kit, Upgrade, SCB (Wifi) with EC Motor, for M2430 | 1 | 16x20x29 | 20 | 2647
|  | A01543-K26 | Kit, Upgrade, SCB (Wifi) with EC Motor, for M3036/M3642 | 1 | 16x20x29 | 20 | 2996
|  | A01543-K27 | Kit, Upgrade, SCB (Wifi) with EC Motor, for M4860 | 1 | 16x20x29 | 20 | 3011
EC Upgrade Kit Can Be Installed On Blower Modules M2430, M3642, M4860
EC Upgrade Kit contains Wheel, Motor, Control Box for 230V blowers, USB cable, software CD, and cable
Upgrade Kit to WIFI Board
|  | A02695-K01 | Circuit Board Kit, Upgrade, WiFi, SCB | 1 | 5x5x5 | 2 | 371
Square Fireboard Plenum Components
| R-4.2 | UPC-11-065S-4 | Turning Vane, Square, 6.5" | 4 | 13x13x10.5 | 5 | 125
|  | UPC-11-085S-4 | Turning Vane, Square, 8.5" | 4 | 23x10x11 | 5 | 172
|  | UPC-11-095S-4 | Turning Vane, Square, 9.5" | 4 | 23x10x11 | 6 | 187
|  | UPC-12-065S6-4 | Duct, Fiberglass, 6.5" x 6.5" I.D. x 6' long | 4 | 18x18x72 | 30 | 1282
|  | UPC-12-085S6-4 | Duct, Fiberglass, 8.5" x 8.5" x 6' long | 4 | 21.5x21.5x72 | 34 | 1301
|  | UPC-12-095S6-4 | Duct, Fiberglass, 9.5" x 9.5" x 6' long | 4 | 24x24x72 | 40 | 1291
|  | UPC-12-065S6-8F | Duct, Fiberglass, 6.5" x 6.5" x 6' long, Flat (unassembled) | 8 | 34x8x72 | 60 | 1105
|  | UPC-12-085S6-8F | Duct, Fiberglass, 8.5" x 8.5" x 6' long, Flat (unassembled) | 8 | 42x8x72 | 68 | 1257
|  | UPC-15-065S-4 | End Caps, Fiberglass for 6.5" x 6.5" duct | 4 | 8x8x5 | 1 | 51
|  | UPC-15-085S-4 | End Caps, Fiberglass for 8.5" x 8.5" duct | 4 | 10x10x5 | 2 | 312
|  | UPC-15-095S-4 | End Caps, Fiberglass for 9.5" x 9.5" duct | 4 | 10x11x17 | 2 | 98
|  | UPC-16V-065S-1 | Tee, Full Flow, Fiberglass, 6.5" x 6.5" I.D. (w/ Turning Vane) | 1 | 14x16x9 | 4 | 191
|  | UPC-16V-065S-4 | Tee, Full Flow, Fiberglass, 6.5" x 6.5" I.D., 4 pack (w/ Turning Vane) | 4 | 32x21x18 | 12 | 1186
|  | UPC-16V-085S-1 | Tee, Full Flow, Fiberglass, 8.5" x 8.5" I.D. (w/ Turning Vane) | 1 | 29x16x20 | 5 | 335
|  | UPC-16V-085S-4 | Tee, Full Flow, Fiberglass, 8.5" x 8.5" I.D., 4 pack (w/ Turning Vane) | 4 | 27x20.5x47 | 14 | 641
|  | UPC-16V-095S-1 | Tee, Full Flow, Fiberglass, 9.5" x 9.5" I.D. (w/ Turning Vane) | 1 | 29x16x20 | 6 | 355
|  | UPC-16V-095S-4 | Tee, Full Flow, Fiberglass, 9.5" x 9.5" I.D., 4 pack (w/ Turning Vane) | 4 | 27x20.5x47 | 15 | 714
|  | UPC-18-065S-1 | Elbow, 90°, Fiberglass, 6.5" x 6.5" I.D. | 1 | 14x14x9 | 2 | 126
|  | UPC-18-065S-4 | Elbow, 90°, Fiberglass, 6.5" x 6.5" I.D., 4 pack | 4 | 30x18x18 | 9 | 429
|  | UPC-18-085S-1 | Elbow, 90°, Fiberglass, 8.5" x 8.5" I.D | 1 | 29x16x20 | 3 | 128
|  | UPC-18-085S-4 | Elbow, 90°, Fiberglass, 8.5" x 8.5" I.D, 4 pack | 4 | 24x23.5x45 | 15 | 1130
|  | UPC-18-095S-1 | Elbow, 90°, Fiberglass, 9.5" x 9.5" I.D. | 1 | 29x16x20 | 3 | 161
|  | UPC-18-095S-4 | Elbow, 90°, Fiberglass, 9.5" x 9.5" I.D., 4 pack | 4 | 24x23.5x45 | 15 | 1150
|  | UPC-29-9585S-1 | Reducer, Fiberglass, 9.5" sq. x 8.5" sq. | 1 | 23x15x14 | 3 | 117
|  | UPC-29-9565S-1 | Reducer, Fiberglass, 9.5" sq. x 6.5" sq. | 1 | 23x15x14 | 3 | 608
|  | UPC-29-8565S-1 | Reducer, Fiberglass, 8.5" sq. x 6.5" sq. | 1 | 23x12x11 | 3 | 607
All fiberglass duct and fittings are made of 1" thick fiberglass duct board.
| R-6.0 All R-6.0 are non-stocked items, call for availability | UPC-12-065R6-4 | Duct, Fiberglass, 6.5" x 6.5" I.D. x 6' long | 4 | 73x19x19 | 40 | 1386
|  | UPC-12-085R6-4 | Duct, Fiberglass, 8.5" x 8.5" x 6' long | 4 | 73x22x22 | 51 | 1501
|  | UPC-15-065R6-4 | End Caps, Fiberglass for 6.5" x 6.5" duct | 4 | 11x11x16 | 2 | 312
|  | UPC-15-085R6-4 | End Caps, Fiberglass for 8.5" x 8.5" duct | 4 | 12x12x16 | 2 | 319
|  | UPC-15-095R6-4 | End Caps, Fiberglass for 9.5" x 9.5" duct | 4 | 12x12x16 | 2 | 435
|  | UPC-16V-065R6-4 | Tee, Full Flow, Fiberglass, 6.5" x 6.5" I.D., 4 pack (w/ Turning Vane) | 4 | 36x25x22 | 20 | 606
|  | UPC-16V-085R6-4 | Tee, Full Flow, Fiberglass, 8.5" x 8.5" I.D., 4 pack (w/ Turning Vane) | 4 | 40x28x24 | 35 | 1363
|  | UPC-16V-095R6-4 | Tee, Full Flow, Fiberglass, 9.5" x 9.5" I.D., 4 pack (w/ Turning Vane) | 4 | 44x32x26 | 40 | 918
|  | UPC-18-065R6-4 | Elbow, 90°, Fiberglass, 6.5" x 6.5" I.D, 4 pack | 4 | 26x25x24 | 14 | 1113
|  | UPC-18-085R6-4 | Elbow, 90°, Fiberglass, 8.5" x 8.5" I.D, 4 pack | 4 | 28x25x27 | 20 | 1186
|  | UPC-18-095R6-4 | Elbow, 90°, Fiberglass, 9.5" x 9.5" I.D, 4 pack | 4 | 32x20x26 | 22 | 644
|  | UPC-29-9585R6-1 | Reducer, Fiberglass, 9.5" sq. x 8.5" sq. | 1 | 23x15x14 | 5 | 174
|  | UPC-29-9565R6-1 | Reducer, Fiberglass, 9.5" sq. x 6.5" sq. | 1 | 23x15x14 | 5 | 608
|  | UPC-29-8565R6-1 | Reducer, Fiberglass, 8.5" sq. x 6.5" sq. | 1 | 23x15x14 | 5 | 617
Chiltrix by Unico
Chiltrix Air-to-Water Heat Pump and Other
|  | CX35 | Chiltrix, Outdoor Unit, 2T Cooling Unit/2.7 Ton Heating w/pump | 1 | 46x20x44 | 280 | 9913
|  | CX50 | Chiltrix Outdoor Unit, CX50 Air-To-Water Heat Pump 3.5 Tons Cooling / 4.75 Tons Heating w/pump | 1 | 46x20x62 | 312 | 13868
|  | DN25 | Chiltrix Motorized 3 way valve (1") DN32/G1/G3 (used for DHW with the CX35) | 1 | 5x3x3 | 3 | 364
|  | DN32 | Chiltrix Motorized 3 way valve (1 1/4") DN25/G1/G3 (used for DHW with the CX50) | 1 | 5x3x3 | 3 | 480
|  | DHW40 | Chiltrix All-Stainless Steel w/ Duplex 2205 Inner Tank / 304 Outer Tank Enclosure, 40 gallons | 1 | 19x19x57 | 80 | 2754
|  | DHW80 | Chiltrix All-Stainless Steel w/ Duplex 2205 Inner Tank / 304 Outer Tank Enclosure, 80 gallons | 1 | 24x24x88 | 88 | 3597
|  | VCT19 | Chiltrix 304 SS Multi-Purpose Water Tank - 19 Gallons | 1 | 19x19x39 | 51 | 1681
|  | VCT37C | Chiltrix 304 SS Multi-Purpose Water Tank - 37 Gallons | 1 | 19x19x56 | 74 | 2933
|  | VCT60 | Chiltrix 304 SS Multi-Purpose Water Tank - 58 gallons | 1 | 22x22x60 | 102 | 3490
|  | CXDHC-SA | Chiltrix CXDHC-SA Psychrologix DHC Controller | 1 | 10x10x10 | 10 | 1357
|  | CXI Valve | Chiltrix CXI Valve 24V AC Valve for Fan Coil | 1 | 10x10x10 | 5 | 276
|  | CXI34 | Chiltrix, Universal Indoor Unit, DC Inverter Fan Coil Unit (3Kbtu) | 1 | 29x7x29 | 32 | 1180
|  | CXI65 | Chiltrix Universal Indoor Unit, DC Inverter Fan Coil Unit (6kbtu) | 1 | 37x7x29 | 42 | 1304
|  | CXI85 | Chiltrix Universal Indoor Unit, DC Inverter Fan Coil Unit (8kbtu) | 1 | 45x7x29 | 49 | 1423
|  | CXI120 | Chiltrix Universal Indoor Unit, DC Inverter Fan Coil Unit (11kbtu) | 1 | 51x7x29 | 57 | 1951
|  | V18B | Chiltrix Variable Backup Heater | 1 | 7x7x19 | 7 | 747